## Scenario_11_shortage
time/hrs | BB_Load | BB_utility_scale_wind | BB_utility_scale_solar | BB_distributed_scale_solar | BB_pp_SG_LSD_D10 | BB_pp_SG_LSD_D13 | BB_pp_SG_LSD_D14 | BB_pp_SG_LSD_D15 | BB_pp_SG_MSD_D17 | BB_pp_GR_SCGT_GT02 | BB_pp_SW_SCGT_GT03 | BB_pp_SW_SCGT_GT04 | BB_pp_SW_SCGT_GT06 | BB_pp_SW_SCGT_GT05 | BB_pp_OCGT_GT20 | BB_pp_WTE_combustion | BB_pp_bagasse | BB_pp_anaerobic_digestion | from: BB_bus_el - to -BB_storage_pumped_hydro | BB_Load_to_PHS | from: BB_storage_pumped_hydro- to - BB_bus_el | from BB_storage_pumped_hydro- to- nan (Capacity) | BB_shortage
2014-10-17 08:00:00 | 253.6089 | 0 | 39.7129 | 27.5971 | 12.5 | 11.5 | 29.7 | 29.7 | 17.1 | 13 | 13 | 20 | 20 | 8.7989 | 0 | 11 | 0 | 0 | 0 | 0 | 0 | 0 | 0
2014-10-17 09:00:00 | 265.471 | 0.265 | 70.6702 | 49.1098 | 12.5 | 11.5 | 29.7 | 29.7 | 17.1 | 13 | 13 | 20 | 20 | 0 | 0 | 11 | 0 | 0 | 32.074 | -32.074 | 0 | 32.074 | 0
2014-10-17 10:00:00 | 270.8733 | 1.855 | 94.279 | 65.516 | 12.5 | 11.5 | 29.7 | 29.7 | 17.1 | 13 | 13 | 20 | 20 | 0 | 0 | 11 | 0 | 0 | 68.2767 | -68.2767 | 0 | 100.3508 | 0
2014-10-17 11:00:00 | 269.356 | 3.18 | 108.5069 | 75.4031 | 12.5 | 11.5 | 29.7 | 29.7 | 17.1 | 13 | 13 | 20 | 20 | 0 | 0 | 11 | 0 | 0 | 95.234 | -95.234 | 0 | 195.5848 | 0
2014-10-17 12:00:00 | 268.9192 | 3.71 | 116.4808 | 80.9442 | 12.5 | 11.5 | 29.7 | 29.7 | 17.1 | 13 | 13 | 20 | 20 | 0 | 0 | 11 | 0 | 0 | 109.7158 | -109.7158 | 0 | 305.3005 | 0
2014-10-17 13:00:00 | 265.9077 | 3.71 | 116.7935 | 81.1616 | 12.5 | 11.5 | 29.7 | 29.7 | 17.1 | 13 | 13 | 20 | 20 | 0 | 0 | 11 | 0 | 0 | 113.2572 | -113.2572 | 0 | 418.5578 | 0
2014-10-17 14:00:00 | 262.2526 | 3.445 | 109.445 | 76.055 | 12.5 | 11.5 | 29.7 | 29.7 | 17.1 | 13 | 13 | 20 | 20 | 0 | 0 | 11 | 0 | 0 | 104.1924 | -104.1924 | 0 | 522.7502 | 0
2014-10-17 15:00:00 | 257.0572 | 3.18 | 93.9664 | 65.2986 | 12.5 | 11.5 | 29.7 | 29.7 | 17.1 | 13 | 13 | 20 | 20 | 0 | 0 | 11 | 0 | 0 | 82.8878 | -82.8878 | 0 | 605.638 | 0
2014-10-17 16:00:00 | 250.8043 | 3.445 | 71.6083 | 49.7617 | 12.5 | 11.5 | 29.7 | 29.7 | 17.1 | 13 | 13 | 20 | 20 | 0 | 0 | 11 | 0 | 0 | 51.5107 | -51.5107 | 0 | 657.1487 | 0
2014-10-17 17:00:00 | 252.9652 | 4.505 | 40.9637 | 28.4663 | 12.5 | 11.5 | 29.7 | 29.7 | 17.1 | 13 | 13 | 20 | 20 | 0 | 0 | 11 | 0 | 0 | 0 | 0 | 1.5302 | 655.6184 | 0
2014-10-17 18:00:00 | 285.5399 | 4.505 | 6.0976 | 4.2374 | 12.5 | 11.5 | 29.7 | 29.7 | 17.1 | 13 | 13 | 20 | 20 | 0 | 0 | 11 | 0 | 0 | 0 | 0 | 93.1999 | 562.4185 | 0
2014-10-17 19:00:00 | 283.379 | 4.24 | 0 | 0 | 12.5 | 11.5 | 29.7 | 29.7 | 17.1 | 13 | 13 | 20 | 20 | 0 | 0 | 11 | 0 | 0 | 0 | 0 | 101.639 | 460.7795 | 0
2014-10-17 20:00:00 | 272.5974 | 3.71 | 0 | 0 | 12.5 | 11.5 | 29.7 | 29.7 | 17.1 | 13 | 13 | 20 | 20 | 0 | 0 | 11 | 0 | 0 | 0 | 0 | 91.3874 | 369.3921 | 0
2014-10-17 21:00:00 | 255.333 | 3.18 | 0 | 0 | 12.5 | 11.5 | 29.7 | 29.7 | 17.1 | 13 | 13 | 20 | 20 | 0 | 0 | 11 | 0 | 0 | 0 | 0 | 74.653 | 294.7391 | 0
2014-10-17 22:00:00 | 246.7124 | 1.325 | 0 | 0 | 12.5 | 11.5 | 29.7 | 29.7 | 17.1 | 13 | 13 | 20 | 20 | 0 | 0 | 11 | 0 | 0 | 0 | 0 | 67.8874 | 226.8517 | 0
2014-10-17 23:00:00 | 232.2756 | 1.06 | 0 | 0 | 12.5 | 11.5 | 29.7 | 29.7 | 17.1 | 13 | 13 | 20 | 20 | 0 | 0 | 11 | 0 | 0 | 0 | 0 | 53.7156 | 173.1361 | 0
2014-10-18 00:00:00 | 214.3676 | 0.53 | 0 | 0 | 12.5 | 11.5 | 29.7 | 29.7 | 17.1 | 13 | 13 | 20 | 20 | 0 | 0 | 11 | 0 | 0 | 0 | 0 | 36.3376 | 136.7986 | 0
2014-10-18 01:00:00 | 209.8388 | 0.265 | 0 | 0 | 12.5 | 11.5 | 29.7 | 29.7 | 17.1 | 13 | 13 | 20 | 20 | 0 | 0 | 11 | 0 | 0 | 0 | 0 | 32.0738 | 104.7247 | 0
2014-10-18 02:00:00 | 202.2986 | 0 | 0 | 0 | 12.5 | 11.5 | 29.7 | 29.7 | 17.1 | 13 | 13 | 20 | 20 | 0 | 0 | 11 | 0 | 0 | 0 | 0 | 24.7986 | 79.9261 | 0
2014-10-18 03:00:00 | 202.2986 | 0 | 0 | 0 | 12.5 | 11.5 | 29.7 | 29.7 | 17.1 | 13 | 13 | 20 | 20 | 0 | 0 | 11 | 0 | 0 | 0 | 0 | 24.7986 | 55.1275 | 0
2014-10-18 04:00:00 | 207.8848 | 0 | 0 | 0 | 12.5 | 11.5 | 29.7 | 29.7 | 17.1 | 13 | 13 | 20 | 20 | 0 | 0 | 11 | 0 | 0 | 0 | 0 | 30.3848 | 24.7426 | 0
2014-10-18 05:00:00 | 227.7469 | 0 | 0 | 0 | 12.5 | 11.5 | 29.7 | 29.7 | 17.1 | 13 | 13 | 20 | 20 | 0 | 21 | 11 | 0 | 4.5042 | 0 | 0 | 24.7426 | 0 | 0
2014-10-18 06:00:00 | 242.1836 | 0 | 0 | 0 | 12.5 | 11.5 | 29.7 | 29.7 | 17.1 | 13 | 13 | 20 | 20 | 0 | 0 | 11 | 0 | 0 | 0 | 0 | 0 | 0 | 64.6836
2014-10-18 07:00:00 | 272.8043 | 0 | 7.8175 | 5.4325 | 12.5 | 11.5 | 29.7 | 29.7 | 17.1 | 13 | 13 | 20 | 20 | 0 | 0 | 11 | 0 | 12 | 0 | 0 | 0 | 0 | 70.0543
2014-10-18 08:00:00 | 300.2066 | 0 | 40.182 | 27.923 | 12.5 | 11.5 | 29.7 | 29.7 | 17.1 | 13 | 13 | 20 | 20 | 0 | 0 | 11 | 0 | 0 | 0 | 0 | 0 | 0 | 54.6016
2014-10-18 09:00:00 | 313.1261 | 0 | 70.6702 | 49.1098 | 12.5 | 11.5 | 29.7 | 29.7 | 17.1 | 13 | 13 | 20 | 20 | 0 | 0 | 11 | 15.8461 | 0 | 0 | 0 | 0 | 0 | 0
2014-10-18 10:00:00 | 317.4479 | 0.795 | 93.4973 | 64.9727 | 12.5 | 11.5 | 29.7 | 29.7 | 17.1 | 13 | 13 | 20 | 20 | 0 | 0 | 11 | 0 | 0 | 19.3171 | -19.3171 | 0 | 19.3171 | 0
2014-10-18 11:00:00 | 319.6088 | 2.12 | 107.4125 | 74.6425 | 12.5 | 11.5 | 29.7 | 29.7 | 17.1 | 13 | 13 | 20 | 20 | 0 | 0 | 11 | 0 | 0 | 42.0662 | -42.0662 | 0 | 61.3832 | 0
2014-10-18 12:00:00 | 319.6088 | 2.385 | 115.8554 | 80.5096 | 12.5 | 11.5 | 29.7 | 29.7 | 17.1 | 13 | 13 | 20 | 20 | 0 | 0 | 11 | 0 | 0 | 56.6412 | -56.6412 | 0 | 118.0244 | 0
2014-10-18 13:00:00 | 322.8502 | 2.65 | 115.0736 | 79.9664 | 12.5 | 11.5 | 29.7 | 29.7 | 17.1 | 13 | 13 | 20 | 20 | 0 | 0 | 11 | 0 | 0 | 52.3398 | -52.3398 | 0 | 170.3642 | 0
2014-10-18 14:00:00 | 315.287 | 2.385 | 107.0998 | 74.4253 | 12.5 | 11.5 | 29.7 | 29.7 | 17.1 | 13 | 13 | 20 | 20 | 0 | 0 | 11 | 0 | 0 | 46.123 | -46.123 | 0 | 216.4872 | 0
2014-10-18 15:00:00 | 306.6663 | 1.855 | 89.7449 | 62.3651 | 12.5 | 11.5 | 29.7 | 29.7 | 17.1 | 13 | 13 | 20 | 20 | 0 | 0 | 11 | 0 | 0 | 24.7987 | -24.7987 | 0 | 241.2859 | 0
2014-10-18 16:00:00 | 284.8962 | 2.385 | 66.136 | 45.959 | 12.5 | 11.5 | 29.7 | 29.7 | 17.1 | 13 | 13 | 20 | 20 | 0 | 0 | 11 | 0 | 0 | 7.0838 | -7.0838 | 0 | 248.3696 | 0
2014-10-18 17:00:00 | 276.2526 | 3.71 | 36.2732 | 25.2068 | 12.5 | 11.5 | 29.7 | 29.7 | 17.1 | 13 | 13 | 20 | 20 | 0 | 0 | 11 | 0 | 0 | 0 | 0 | 33.5626 | 214.8071 | 0
2014-10-18 18:00:00 | 306.2295 | 5.83 | 4.6905 | 3.2595 | 12.5 | 11.5 | 29.7 | 29.7 | 17.1 | 13 | 13 | 20 | 20 | 0 | 0 | 11 | 0 | 0 | 0 | 0 | 114.9495 | 99.8575 | 0
2014-10-18 19:00:00 | 301.287 | 7.685 | 0 | 0 | 12.5 | 11.5 | 29.7 | 29.7 | 17.1 | 13 | 13 | 20 | 20 | 0 | 0 | 11 | 16.2445 | 0 | 0 | 0 | 99.8575 | 0 | 0
2014-10-18 20:00:00 | 286.1836 | 8.48 | 0 | 0 | 12.5 | 11.5 | 29.7 | 29.7 | 17.1 | 13 | 13 | 20 | 20 | 0 | 0 | 11 | 0 | 0 | 0 | 0 | 0 | 0 | 100.2036
2014-10-18 21:00:00 | 265.7009 | 7.95 | 0 | 0 | 12.5 | 11.5 | 29.7 | 29.7 | 17.1 | 13 | 13 | 20 | 20 | 20 | 21 | 11 | 25 | 12 | 0 | 0 | 0 | 0 | 2.2509
2014-10-18 22:00:00 | 243.0572 | 5.565 | 0 | 0 | 12.5 | 11.5 | 29.7 | 29.7 | 17.1 | 13 | 13 | 20 | 20 | 0 | 21 | 11 | 0 | 0 | 0 | 0 | 0 | 0 | 38.9922
2014-10-18 23:00:00 | 231.1951 | 3.975 | 0 | 0 | 12.5 | 11.5 | 29.7 | 29.7 | 17.1 | 13 | 13 | 20 | 20 | 20 | 17.7201 | 11 | 0 | 12 | 0 | 0 | 0 | 0 | 0
2014-10-19 00:00:00 | 214.3676 | 3.18 | 0 | 0 | 12.5 | 11.5 | 29.7 | 29.7 | 17.1 | 13 | 13 | 20 | 20 | 0 | 0 | 11 | 0 | 0 | 0 | 0 | 0 | 0 | 33.6876
2014-10-19 01:00:00 | 209.8388 | 2.65 | 0 | 0 | 12.5 | 11.5 | 29.7 | 29.7 | 17.1 | 13 | 13 | 20 | 20 | 17.6888 | 0 | 11 | 0 | 12 | 0 | 0 | 0 | 0 | 0
2014-10-19 02:00:00 | 202.2986 | 1.855 | 0 | 0 | 12.5 | 11.5 | 29.7 | 29.7 | 17.1 | 13 | 13 | 20 | 20 | 1.9436 | 21 | 11 | 0 | 0 | 0 | 0 | 0 | 0 | 0
2014-10-19 03:00:00 | 202.2986 | 0.795 | 0 | 0 | 12.5 | 11.5 | 29.7 | 29.7 | 17.1 | 13 | 13 | 20 | 20 | 0 | 21 | 11 | 0 | 3.0036 | 0 | 0 | 0 | 0 | 0
2014-10-19 04:00:00 | 207.8848 | 0.265 | 0 | 0 | 12.5 | 11.5 | 29.7 | 29.7 | 17.1 | 13 | 13 | 20 | 20 | 0 | 0 | 11 | 0 | 0 | 0 | 0 | 0 | 0 | 30.1198
2014-10-19 05:00:00 | 227.7469 | 0 | 0 | 0 | 12.5 | 11.5 | 29.7 | 29.7 | 17.1 | 13 | 13 | 20 | 20 | 0 | 0 | 11 | 0 | 0 | 0 | 0 | 0 | 0 | 50.2469
2014-10-19 06:00:00 | 242.1836 | 0 | 0 | 0 | 12.5 | 11.5 | 29.7 | 29.7 | 17.1 | 13 | 13 | 20 | 20 | 20 | 21 | 11 | 11.6836 | 12 | 0 | 0 | 0 | 0 | 0
2014-10-19 07:00:00 | 272.8043 | 0 | 5.3159 | 3.6941 | 12.5 | 11.5 | 29.7 | 29.7 | 17.1 | 13 | 13 | 20 | 20 | 20 | 21 | 11 | 25 | 12 | 0 | 0 | 0 | 0 | 8.2943
2014-10-19 08:00:00 | 300.2066 | 0 | 28.9247 | 20.1002 | 12.5 | 11.5 | 29.7 | 29.7 | 17.1 | 13 | 13 | 20 | 20 | 0 | 0 | 11 | 0 | 0 | 0 | 0 | 0 | 0 | 73.6816
2014-10-19 09:00:00 | 313.1261 | 0 | 52.8463 | 36.7237 | 12.5 | 11.5 | 29.7 | 29.7 | 17.1 | 13 | 13 | 20 | 20 | 20 | 0 | 11 | 25 | 1.0561 | 0 | 0 | 0 | 0 | 0
2014-10-19 10:00:00 | 317.4479 | 0.53 | 77.2369 | 53.6731 | 12.5 | 11.5 | 29.7 | 29.7 | 17.1 | 13 | 13 | 20 | 20 | 0 | 0 | 11 | 0 | 8.5079 | 0 | 0 | 0 | 0 | 0
2014-10-19 11:00:00 | 319.6088 | 3.18 | 98.8132 | 68.6668 | 12.5 | 11.5 | 29.7 | 29.7 | 17.1 | 13 | 13 | 20 | 20 | 0 | 0 | 11 | 0 | 0 | 28.5512 | -28.5512 | 0 | 28.5512 | 0
2014-10-19 12:00:00 | 319.6088 | 8.215 | 109.445 | 76.055 | 12.5 | 11.5 | 29.7 | 29.7 | 17.1 | 13 | 13 | 20 | 20 | 0 | 0 | 11 | 0 | 0 | 51.6062 | -51.6062 | 0 | 80.1573 | 0
2014-10-19 13:00:00 | 322.8502 | 13.25 | 108.1942 | 75.1858 | 12.5 | 11.5 | 29.7 | 29.7 | 17.1 | 13 | 13 | 20 | 20 | 0 | 0 | 11 | 0 | 0 | 51.2798 | -51.2798 | 0 | 131.4371 | 0
2014-10-19 14:00:00 | 315.287 | 18.02 | 96.6243 | 67.1457 | 12.5 | 11.5 | 29.7 | 29.7 | 17.1 | 13 | 13 | 20 | 20 | 0 | 0 | 11 | 0 | 0 | 44.003 | -44.003 | 0 | 175.4401 | 0
2014-10-19 15:00:00 | 306.6663 | 22.26 | 71.1393 | 49.4357 | 12.5 | 11.5 | 29.7 | 29.7 | 17.1 | 13 | 13 | 20 | 20 | 0 | 0 | 11 | 0 | 0 | 13.6687 | -13.6687 | 0 | 189.1088 | 0
2014-10-19 16:00:00 | 284.8962 | 25.175 | 40.0256 | 27.8144 | 12.5 | 11.5 | 29.7 | 29.7 | 17.1 | 13 | 13 | 20 | 20 | 0 | 0 | 11 | 0 | 0 | 0 | 0 | 14.3812 | 174.7276 | 0
2014-10-19 17:00:00 | 276.2526 | 25.705 | 16.8858 | 11.7342 | 12.5 | 11.5 | 29.7 | 29.7 | 17.1 | 13 | 13 | 20 | 20 | 0 | 0 | 11 | 0 | 0 | 0 | 0 | 44.4276 | 130.3 | 0
2014-10-19 18:00:00 | 306.2295 | 24.645 | 2.0326 | 1.4124 | 12.5 | 11.5 | 29.7 | 29.7 | 17.1 | 13 | 13 | 20 | 20 | 0 | 0 | 11 | 0 | 0 | 0 | 0 | 100.6395 | 29.6604 | 0
2014-10-19 19:00:00 | 301.287 | 25.705 | 0 | 0 | 12.5 | 11.5 | 29.7 | 29.7 | 17.1 | 13 | 13 | 20 | 20 | 0 | 0 | 11 | 0 | 0 | 0 | 0 | 29.6604 | 0 | 68.4216
2014-10-19 20:00:00 | 286.1836 | 28.09 | 0 | 0 | 12.5 | 11.5 | 29.7 | 29.7 | 17.1 | 13 | 13 | 20 | 20 | 20 | 0 | 11 | 25 | 12 | 0 | 0 | 0 | 0 | 23.5936
2014-10-19 21:00:00 | 265.7009 | 31.27 | 0 | 0 | 12.5 | 11.5 | 29.7 | 29.7 | 17.1 | 13 | 13 | 20 | 20 | 0 | 0 | 11 | 0 | 0 | 0 | 0 | 0 | 0 | 56.9309
2014-10-19 22:00:00 | 243.0572 | 32.33 | 0 | 0 | 12.5 | 11.5 | 29.7 | 29.7 | 17.1 | 13 | 13 | 20 | 20 | 0 | 8.2272 | 11 | 25 | 0 | 0 | 0 | 0 | 0 | 0
2014-10-19 23:00:00 | 231.1951 | 32.86 | 0 | 0 | 12.5 | 11.5 | 29.7 | 29.7 | 17.1 | 13 | 13 | 20 | 20 | 0 | 0 | 11 | 0 | 0 | 0 | 0 | 0 | 0 | 20.8351
2014-10-20 00:00:00 | 214.3676 | 34.715 | 0 | 0 | 12.5 | 11.5 | 29.7 | 29.7 | 17.1 | 13 | 13 | 20 | 20 | 0 | 0 | 11 | 0 | 2.1526 | 0 | 0 | 0 | 0 | 0
2014-10-20 01:00:00 | 209.8388 | 32.065 | 0 | 0 | 12.5 | 11.5 | 29.7 | 29.7 | 17.1 | 13 | 13 | 20 | 20 | 0 | 0 | 11 | 0.27385 | 0 | 0 | 0 | 0 | 0 | 0
2014-10-20 02:00:00 | 202.2986 | 24.91 | 0 | 0 | 12.5 | 11.5 | 29.7 | 29.7 | 17.1 | 13 | 13 | 20 | 20 | 0 | 0 | 11 | 0 | 0 | 0.11138 | -0.11138 | 0 | 0.11138 | 0
2014-10-20 03:00:00 | 202.2986 | 18.02 | 0 | 0 | 12.5 | 11.5 | 29.7 | 29.7 | 17.1 | 13 | 13 | 20 | 20 | 0 | 0 | 11 | 0 | 6.6672 | 0 | 0 | 0.11138 | 0 | 0
2014-10-20 04:00:00 | 207.8848 | 12.19 | 0 | 0 | 12.5 | 11.5 | 29.7 | 29.7 | 17.1 | 13 | 13 | 20 | 20 | 0 | 18.1948 | 11 | 0 | 0 | 0 | 0 | 0 | 0 | 0
2014-10-20 05:00:00 | 227.7469 | 9.01 | 0 | 0 | 12.5 | 11.5 | 29.7 | 29.7 | 17.1 | 13 | 13 | 20 | 20 | 0 | 0 | 11 | 0 | 0 | 0 | 0 | 0 | 0 | 41.2369
2014-10-20 06:00:00 | 242.1836 | 10.07 | 0 | 0 | 12.5 | 11.5 | 29.7 | 29.7 | 17.1 | 13 | 13 | 20 | 20 | 0 | 0 | 11 | 0 | 12 | 0 | 0 | 0 | 0 | 42.6136
2014-10-20 07:00:00 | 272.8043 | 15.105 | 4.6905 | 3.2595 | 12.5 | 11.5 | 29.7 | 29.7 | 17.1 | 13 | 13 | 20 | 20 | 20 | 0 | 11 | 0 | 0 | 0 | 0 | 0 | 0 | 52.2493
2014-10-20 08:00:00 | 300.2066 | 22.26 | 29.0811 | 20.2089 | 12.5 | 11.5 | 29.7 | 29.7 | 17.1 | 13 | 13 | 20 | 20 | 0 | 14.1566 | 11 | 25 | 12 | 0 | 0 | 0 | 0 | 0
2014-10-20 09:00:00 | 313.1261 | 31.8 | 54.8788 | 38.1362 | 12.5 | 11.5 | 29.7 | 29.7 | 17.1 | 13 | 13 | 20 | 20 | 0 | 0 | 11 | 0 | 10.8111 | 0 | 0 | 0 | 0 | 0
2014-10-20 10:00:00 | 317.4479 | 40.545 | 78.175 | 54.325 | 12.5 | 11.5 | 29.7 | 29.7 | 17.1 | 13 | 13 | 6.9029 | 0 | 0 | 0 | 11 | 0 | 0 | 0 | 0 | 0 | 0 | 0
2014-10-20 11:00:00 | 319.6088 | 46.11 | 92.4029 | 64.2121 | 12.5 | 11.5 | 29.7 | 29.7 | 17.1 | 13 | 13 | 0 | 0 | 0 | 0 | 11 | 0 | 0 | 20.6162 | -20.6162 | 0 | 20.6162 | 0
2014-10-20 12:00:00 | 319.6088 | 47.435 | 98.0315 | 68.1235 | 12.5 | 11.5 | 29.7 | 29.7 | 17.1 | 13 | 13 | 3.4332 | 20 | 0 | 0 | 11 | 0 | 0 | 54.9144 | -54.9144 | 0 | 75.5305 | 0
2014-10-20 13:00:00 | 322.8502 | 46.11 | 93.4973 | 64.9727 | 12.5 | 11.5 | 29.7 | 29.7 | 17.1 | 13 | 13 | 20 | 20 | 0 | 0 | 11 | 0 | 0 | 59.2298 | -59.2298 | 0 | 134.7603 | 0
2014-10-20 14:00:00 | 315.287 | 42.135 | 83.6472 | 58.1277 | 12.5 | 11.5 | 29.7 | 29.7 | 17.1 | 13 | 13 | 20 | 20 | 0 | 0 | 11 | 0 | 0 | 46.123 | -46.123 | 0 | 180.8833 | 0
2014-10-20 15:00:00 | 306.6663 | 38.955 | 70.6702 | 49.1098 | 12.5 | 11.5 | 29.7 | 29.7 | 17.1 | 13 | 13 | 20 | 20 | 0 | 0 | 11 | 0 | 0 | 29.5687 | -29.5687 | 0 | 210.452 | 0
2014-10-20 16:00:00 | 284.8962 | 40.28 | 50.501 | 35.0939 | 12.5 | 11.5 | 29.7 | 29.7 | 17.1 | 13 | 13 | 20 | 20 | 0 | 0 | 11 | 0 | 0 | 18.4788 | -18.4788 | 0 | 228.9308 | 0
2014-10-20 17:00:00 | 276.2526 | 43.99 | 27.2049 | 18.9051 | 12.5 | 11.5 | 29.7 | 29.7 | 17.1 | 13 | 13 | 20 | 20 | 0 | 0 | 11 | 0 | 0 | 0 | 0 | 8.6526 | 220.2782 | 0
2014-10-20 18:00:00 | 306.2295 | 49.29 | 3.4397 | 2.3903 | 12.5 | 11.5 | 29.7 | 29.7 | 17.1 | 13 | 13 | 20 | 20 | 0 | 0 | 11 | 0 | 0 | 0 | 0 | 73.6095 | 146.6687 | 0
2014-10-20 19:00:00 | 301.287 | 56.71 | 0 | 0 | 12.5 | 11.5 | 29.7 | 29.7 | 17.1 | 13 | 13 | 20 | 20 | 0 | 0 | 11 | 0 | 0 | 0 | 0 | 67.077 | 79.5916 | 0
2014-10-20 20:00:00 | 286.1836 | 61.215 | 0 | 0 | 12.5 | 11.5 | 29.7 | 29.7 | 17.1 | 13 | 13 | 20 | 20 | 0 | 0 | 11 | 0 | 0 | 0 | 0 | 47.4686 | 32.1231 | 0
2014-10-20 21:00:00 | 265.7009 | 61.48 | 0 | 0 | 12.5 | 11.5 | 29.7 | 29.7 | 17.1 | 13 | 13 | 20 | 20 | 0 | 0 | 11 | 0 | 0 | 0 | 0 | 26.7209 | 5.4022 | 0
2014-10-20 22:00:00 | 243.0572 | 60.155 | 0 | 0 | 12.5 | 11.5 | 29.7 | 29.7 | 17.1 | 13 | 13 | 20 | 20 | 0 | 0 | 11 | 0 | 0 | 0 | 0 | 5.4022 | 0 | 0
2014-10-20 23:00:00 | 231.1951 | 58.565 | 0 | 0 | 12.5 | 11.5 | 29.7 | 29.7 | 17.1 | 13 | 13 | 15.1301 | 20 | 0 | 0 | 11 | 0 | 0 | 0 | 0 | 0 | 0 | 0
2014-10-21 00:00:00 | 214.3676 | 56.445 | 0 | 0 | 12.5 | 11.5 | 29.7 | 29.7 | 17.1 | 13 | 13 | 0.42258 | 20 | 0 | 0 | 11 | 0 | 0 | 0 | 0 | 0 | 0 | 0
2014-10-21 01:00:00 | 209.8388 | 50.88 | 0 | 0 | 12.5 | 11.5 | 29.7 | 29.7 | 17.1 | 13 | 13 | 8.6673 | 20 | 0 | 0 | 11 | 0 | 0 | 7.2084 | -7.2084 | 0 | 7.2084 | 0
2014-10-21 02:00:00 | 202.2986 | 45.58 | 0 | 0 | 12.5 | 11.5 | 29.7 | 29.7 | 17.1 | 13 | 13 | 20 | 20 | 0 | 0 | 11 | 0 | 0 | 20.7814 | -20.7814 | 0 | 27.9898 | 0
2014-10-21 03:00:00 | 202.2986 | 40.81 | 0 | 0 | 12.5 | 11.5 | 29.7 | 29.7 | 17.1 | 13 | 13 | 20 | 20 | 0 | 0 | 11 | 0 | 0 | 16.0114 | -16.0114 | 0 | 44.0012 | 0
2014-10-21 04:00:00 | 207.8848 | 38.425 | 0 | 0 | 12.5 | 11.5 | 29.7 | 29.7 | 17.1 | 13 | 13 | 20 | 20 | 0 | 0 | 11 | 0 | 0 | 8.0402 | -8.0402 | 0 | 52.0414 | 0
2014-10-21 05:00:00 | 227.7469 | 41.605 | 0 | 0 | 12.5 | 11.5 | 29.7 | 29.7 | 17.1 | 13 | 13 | 20 | 20 | 0 | 0 | 11 | 0 | 0 | 0 | 0 | 8.6419 | 43.3995 | 0
2014-10-21 06:00:00 | 242.1836 | 49.555 | 0 | 0 | 12.5 | 11.5 | 29.7 | 29.7 | 17.1 | 13 | 13 | 20 | 20 | 0 | 0 | 11 | 0 | 0 | 0 | 0 | 15.1286 | 28.2709 | 0
2014-10-21 07:00:00 | 272.8043 | 60.155 | 4.6905 | 3.2595 | 12.5 | 11.5 | 29.7 | 29.7 | 17.1 | 13 | 13 | 20 | 20 | 0 | 0 | 11 | 0 | 0 | 0 | 0 | 27.1993 | 1.0716 | 0
2014-10-21 08:00:00 | 300.2066 | 70.755 | 30.0192 | 20.8608 | 12.5 | 11.5 | 29.7 | 29.7 | 17.1 | 13 | 13 | 20 | 20 | 0 | 0 | 11 | 0 | 0 | 0 | 0 | 1.0716 | 0 | 0
2014-10-21 09:00:00 | 313.1261 | 81.885 | 60.5074 | 42.0476 | 12.5 | 11.5 | 29.7 | 29.7 | 17.1 | 13 | 13 | 0 | 0 | 0 | 0 | 11 | 0 | 0 | 8.8139 | -8.8139 | 0 | 8.8139 | 0
2014-10-21 10:00:00 | 317.4479 | 94.075 | 82.3965 | 57.2585 | 12.5 | 11.5 | 29.7 | 29.7 | 17.1 | 13 | 13 | 0 | 0 | 0 | 0 | 11 | 0 | 0 | 53.7821 | -53.7821 | 0 | 62.596 | 0
2014-10-21 11:00:00 | 319.6088 | 104.41 | 97.2497 | 67.5803 | 12.5 | 11.5 | 29.7 | 29.7 | 17.1 | 13 | 13 | 0 | 0 | 0 | 0 | 11 | 0 | 0 | 87.1312 | -87.1312 | 0 | 149.7271 | 0
2014-10-21 12:00:00 | 319.6088 | 114.48 | 103.66 | 72.0349 | 12.5 | 11.5 | 29.7 | 29.7 | 17.1 | 13 | 13 | 0 | 0 | 0 | 0 | 11 | 0 | 0 | 108.0662 | -108.0662 | 0 | 257.7933 | 0
2014-10-21 13:00:00 | 322.8502 | 123.225 | 100.5331 | 69.8619 | 12.5 | 11.5 | 29.7 | 29.7 | 17.1 | 13 | 13 | 0 | 0 | 0 | 0 | 11 | 0 | 0 | 108.2698 | -108.2698 | 0 | 366.0631 | 0
2014-10-21 14:00:00 | 315.287 | 128.525 | 90.3703 | 62.7997 | 12.5 | 11.5 | 29.7 | 29.7 | 17.1 | 13 | 13 | 0 | 0 | 0 | 0 | 11 | 0 | 0 | 103.908 | -103.908 | 0 | 469.9711 | 0
2014-10-21 15:00:00 | 306.6663 | 127.995 | 71.6083 | 49.7617 | 12.5 | 11.5 | 29.7 | 29.7 | 17.1 | 13 | 13 | 0 | 0 | 0 | 0 | 11 | 0 | 0 | 80.1987 | -80.1987 | 0 | 550.1698 | 0
2014-10-21 16:00:00 | 284.8962 | 123.755 | 49.8757 | 34.6594 | 12.5 | 11.5 | 29.7 | 29.7 | 17.1 | 13 | 13 | 0 | 0 | 0 | 0 | 11 | 0 | 0 | 60.8938 | -60.8938 | 0 | 611.0635 | 0
2014-10-21 17:00:00 | 276.2526 | 118.455 | 27.9867 | 19.4484 | 12.5 | 11.5 | 29.7 | 29.7 | 17.1 | 13 | 13 | 0 | 0 | 0 | 0 | 11 | 0 | 0 | 27.1374 | -27.1374 | 0 | 638.201 | 0
2014-10-21 18:00:00 | 306.2295 | 112.89 | 3.9087 | 2.7163 | 12.5 | 11.5 | 29.7 | 29.7 | 17.1 | 13 | 13 | 0 | 0 | 0 | 0 | 11 | 0 | 0 | 0 | 0 | 49.2145 | 588.9864 | 0
2014-10-21 19:00:00 | 301.287 | 109.71 | 0 | 0 | 12.5 | 11.5 | 29.7 | 29.7 | 17.1 | 13 | 13 | 0 | 0 | 0 | 0 | 11 | 0 | 0 | 0 | 0 | 54.077 | 534.9094 | 0
2014-10-21 20:00:00 | 286.1836 | 104.675 | 0 | 0 | 12.5 | 11.5 | 29.7 | 29.7 | 17.1 | 13 | 13 | 0 | 0 | 0 | 0 | 11 | 0 | 0 | 0 | 0 | 44.0086 | 490.9008 | 0
2014-10-21 21:00:00 | 265.7009 | 96.46 | 0 | 0 | 12.5 | 11.5 | 29.7 | 29.7 | 17.1 | 13 | 13 | 0 | 0 | 0 | 0 | 11 | 0 | 0 | 0 | 0 | 31.7409 | 459.16 | 0
2014-10-21 22:00:00 | 243.0572 | 88.51 | 0 | 0 | 12.5 | 11.5 | 29.7 | 29.7 | 17.1 | 13 | 13 | 0 | 0 | 0 | 0 | 11 | 0 | 0 | 0 | 0 | 17.0472 | 442.1128 | 0
2014-10-21 23:00:00 | 231.1951 | 82.945 | 0 | 0 | 12.5 | 11.5 | 29.7 | 29.7 | 17.1 | 13 | 13 | 0 | 0 | 0 | 0 | 11 | 0 | 0 | 0 | 0 | 10.7501 | 431.3626 | 0
2014-10-22 00:00:00 | 214.3676 | 78.44 | 0 | 0 | 12.5 | 11.5 | 29.7 | 29.7 | 17.1 | 13 | 13 | 0 | 0 | 0 | 0 | 11 | 0 | 0 | 1.5724 | -1.5724 | 0 | 432.935 | 0
2014-10-22 01:00:00 | 209.8388 | 72.875 | 0 | 0 | 12.5 | 11.5 | 29.7 | 29.7 | 17.1 | 13 | 13 | 0 | 0 | 0 | 0 | 11 | 0 | 0 | 0.53615 | -0.53615 | 0 | 433.4712 | 0
2014-10-22 02:00:00 | 202.2986 | 64.395 | 0 | 0 | 12.5 | 11.5 | 29.7 | 29.7 | 17.1 | 13 | 13 | 0 | 0 | 0 | 0 | 11 | 0 | 0 | 0 | 0 | 0.40362 | 433.0676 | 0
2014-10-22 03:00:00 | 202.2986 | 55.915 | 0 | 0 | 12.5 | 11.5 | 29.7 | 29.7 | 17.1 | 13 | 13 | 0 | 0 | 0 | 0 | 11 | 0 | 0 | 0 | 0 | 8.8836 | 424.1839 | 0
2014-10-22 04:00:00 | 207.8848 | 49.555 | 0 | 0 | 12.5 | 11.5 | 29.7 | 29.7 | 17.1 | 13 | 13 | 0 | 0 | 0 | 0 | 11 | 0 | 0 | 0 | 0 | 20.8298 | 403.3541 | 0
2014-10-22 05:00:00 | 227.7469 | 45.05 | 0 | 0 | 12.5 | 11.5 | 29.7 | 29.7 | 17.1 | 13 | 13 | 0 | 0 | 0 | 0 | 11 | 0 | 0 | 0 | 0 | 45.1969 | 358.1573 | 0
2014-10-22 06:00:00 | 242.1836 | 41.075 | 0 | 0 | 12.5 | 11.5 | 29.7 | 29.7 | 17.1 | 13 | 13 | 0 | 0 | 0 | 0 | 11 | 0 | 0 | 0 | 0 | 63.6086 | 294.5486 | 0
2014-10-22 07:00:00 | 272.8043 | 36.835 | 2.0326 | 1.4124 | 12.5 | 11.5 | 29.7 | 29.7 | 17.1 | 13 | 13 | 0 | 0 | 0 | 0 | 11 | 0 | 0 | 0 | 0 | 95.0243 | 199.5243 | 0
2014-10-22 08:00:00 | 300.2066 | 37.63 | 14.8532 | 10.3217 | 12.5 | 11.5 | 29.7 | 29.7 | 17.1 | 13 | 13 | 0 | 0 | 0 | 0 | 11 | 0 | 0 | 0 | 0 | 99.9016 | 99.6228 | 0
2014-10-22 09:00:00 | 313.1261 | 45.58 | 30.4883 | 21.1867 | 12.5 | 11.5 | 29.7 | 29.7 | 17.1 | 13 | 13 | 0 | 0 | 0 | 0 | 11 | 0 | 0 | 0 | 0 | 78.3711 | 21.2517 | 0
2014-10-22 10:00:00 | 317.4479 | 60.155 | 44.0907 | 30.6393 | 12.5 | 11.5 | 29.7 | 29.7 | 17.1 | 13 | 13 | 3.8112 | 20 | 0 | 0 | 11 | 0 | 0 | 0 | 0 | 21.2517 | 0 | 0
2014-10-22 11:00:00 | 319.6088 | 90.895 | 52.2209 | 36.2891 | 12.5 | 11.5 | 29.7 | 29.7 | 17.1 | 13 | 13 | 2.7038 | 0 | 0 | 0 | 11 | 0 | 0 | 0 | 0 | 0 | 0 | 0
2014-10-22 12:00:00 | 319.6088 | 127.465 | 55.5042 | 38.5707 | 12.5 | 11.5 | 29.7 | 29.7 | 17.1 | 13 | 13 | 0 | 0 | 0 | 0 | 11 | 0 | 0 | 39.4312 | -39.4312 | 0 | 39.4312 | 0
2014-10-22 13:00:00 | 322.8502 | 152.905 | 53.9408 | 37.4843 | 12.5 | 11.5 | 29.7 | 29.7 | 17.1 | 13 | 13 | 0 | 0 | 0 | 0 | 11 | 0 | 0 | 58.9798 | -58.9798 | 0 | 98.4109 | 0
2014-10-22 14:00:00 | 315.287 | 156.615 | 49.4066 | 34.3334 | 12.5 | 11.5 | 29.7 | 29.7 | 17.1 | 13 | 13 | 0 | 0 | 0 | 0 | 11 | 0 | 0 | 62.568 | -62.568 | 0 | 160.9789 | 0
2014-10-22 15:00:00 | 306.6663 | 148.4 | 34.397 | 23.903 | 12.5 | 11.5 | 29.7 | 29.7 | 17.1 | 13 | 13 | 0 | 0 | 0 | 0 | 11 | 0 | 0 | 37.5337 | -37.5337 | 0 | 198.5126 | 0
2014-10-22 16:00:00 | 284.8962 | 139.92 | 22.9835 | 15.9716 | 12.5 | 11.5 | 29.7 | 29.7 | 17.1 | 13 | 13 | 0 | 0 | 0 | 0 | 11 | 0 | 0 | 31.4788 | -31.4788 | 0 | 229.9914 | 0
2014-10-22 17:00:00 | 276.2526 | 132.235 | 8.4429 | 5.8671 | 12.5 | 11.5 | 29.7 | 29.7 | 17.1 | 13 | 13 | 0 | 0 | 0 | 0 | 11 | 0 | 0 | 7.7924 | -7.7924 | 0 | 237.7838 | 0
2014-10-22 18:00:00 | 306.2295 | 124.55 | 0.6254 | 0.4346 | 12.5 | 11.5 | 29.7 | 29.7 | 17.1 | 13 | 13 | 0 | 0 | 0 | 0 | 11 | 0 | 0 | 0 | 0 | 43.1195 | 194.6643 | 0
2014-10-22 19:00:00 | 301.287 | 119.515 | 0 | 0 | 12.5 | 11.5 | 29.7 | 29.7 | 17.1 | 13 | 13 | 0 | 0 | 0 | 0 | 11 | 0 | 0 | 0 | 0 | 44.272 | 150.3923 | 0
2014-10-22 20:00:00 | 286.1836 | 113.685 | 0 | 0 | 12.5 | 11.5 | 29.7 | 29.7 | 17.1 | 13 | 13 | 0 | 0 | 0 | 0 | 11 | 0 | 0 | 0 | 0 | 34.9986 | 115.3937 | 0
2014-10-22 21:00:00 | 265.7009 | 103.615 | 0 | 0 | 12.5 | 11.5 | 29.7 | 29.7 | 17.1 | 13 | 13 | 0 | 0 | 0 | 0 | 11 | 0 | 0 | 0 | 0 | 24.5859 | 90.8078 | 0
2014-10-22 22:00:00 | 243.0572 | 95.93 | 0 | 0 | 12.5 | 11.5 | 29.7 | 29.7 | 17.1 | 13 | 13 | 0 | 0 | 0 | 0 | 11 | 0 | 0 | 0 | 0 | 9.6272 | 81.1806 | 0
2014-10-22 23:00:00 | 231.1951 | 94.075 | 0 | 0 | 12.5 | 11.5 | 29.7 | 29.7 | 17.1 | 13 | 13 | 0 | 0 | 0 | 0 | 11 | 0 | 0 | 0.37986 | -0.37986 | 0 | 81.5605 | 0
2014-10-23 00:00:00 | 219.54 | 111.3 | 0 | 0 | 12.5 | 11.5 | 29.7 | 29.7 | 17.1 | 13 | 13 | 0 | 0 | 0 | 0 | 11 | 0 | 0 | 29.26 | -29.26 | 0 | 110.8205 | 0
2014-10-23 01:00:00 | 211.563 | 121.105 | 0 | 0 | 12.5 | 11.5 | 29.7 | 29.7 | 17.1 | 13 | 13 | 0 | 0 | 0 | 0 | 11 | 0 | 0 | 47.042 | -47.042 | 0 | 157.8625 | 0
2014-10-23 02:00:00 | 210.9193 | 77.91 | 0 | 0 | 12.5 | 11.5 | 29.7 | 29.7 | 17.1 | 13 | 13 | 0 | 0 | 0 | 0 | 11 | 0 | 0 | 4.4907 | -4.4907 | 0 | 162.3532 | 0
2014-10-23 03:00:00 | 205.3101 | 48.495 | 0 | 0 | 12.5 | 11.5 | 29.7 | 29.7 | 17.1 | 13 | 13 | 15.8294 | 0 | 0 | 0 | 11 | 0 | 0 | 0 | 0 | 3.4857 | 158.8675 | 0
2014-10-23 04:00:00 | 200.7814 | 43.195 | 0 | 0 | 12.5 | 11.5 | 29.7 | 29.7 | 17.1 | 13 | 13 | 0.086385 | 20 | 0 | 0 | 11 | 0 | 0 | 0 | 0 | 0 | 158.8675 | 0
2014-10-23 05:00:00 | 205.1032 | 37.1 | 0 | 0 | 12.5 | 11.5 | 29.7 | 29.7 | 17.1 | 13 | 13 | 20 | 20 | 0 | 0 | 11 | 0 | 0 | 9.4968 | -9.4968 | 0 | 168.3643 | 0
2014-10-23 06:00:00 | 202.9423 | 32.33 | 0 | 0 | 12.5 | 11.5 | 29.7 | 29.7 | 17.1 | 13 | 13 | 20 | 20 | 0 | 0 | 11 | 0 | 0 | 6.8877 | -6.8877 | 0 | 175.252 | 0
2014-10-23 07:00:00 | 229.0342 | 32.33 | 1.2508 | 0.8692 | 12.5 | 11.5 | 29.7 | 29.7 | 17.1 | 13 | 13 | 20 | 20 | 0 | 0 | 11 | 0 | 0 | 0 | 0 | 17.0842 | 158.1678 | 0
2014-10-23 08:00:00 | 253.6089 | 32.065 | 11.8826 | 8.2574 | 12.5 | 11.5 | 29.7 | 29.7 | 17.1 | 13 | 13 | 20 | 20 | 0 | 0 | 11 | 0 | 0 | 0 | 0 | 23.9039 | 134.2639 | 0
2014-10-23 09:00:00 | 265.471 | 31.005 | 25.9541 | 18.0359 | 12.5 | 11.5 | 29.7 | 29.7 | 17.1 | 13 | 13 | 20 | 20 | 0 | 0 | 11 | 0 | 0 | 0 | 0 | 12.976 | 121.2879 | 0
2014-10-23 10:00:00 | 270.8733 | 33.655 | 40.4947 | 28.1404 | 12.5 | 11.5 | 29.7 | 29.7 | 17.1 | 13 | 13 | 20 | 20 | 0 | 0 | 11 | 0 | 0 | 8.9167 | -8.9167 | 0 | 130.2046 | 0
2014-10-23 11:00:00 | 269.356 | 42.665 | 52.5336 | 36.5064 | 12.5 | 11.5 | 29.7 | 29.7 | 17.1 | 13 | 13 | 20 | 20 | 0 | 0 | 11 | 0 | 0 | 39.849 | -39.849 | 0 | 170.0536 | 0
2014-10-23 12:00:00 | 268.9192 | 52.205 | 54.8788 | 38.1362 | 12.5 | 11.5 | 29.7 | 29.7 | 17.1 | 13 | 13 | 20 | 20 | 0 | 0 | 11 | 0 | 0 | 53.8008 | -53.8008 | 0 | 223.8544 | 0
2014-10-23 13:00:00 | 265.9077 | 59.36 | 49.8757 | 34.6594 | 12.5 | 11.5 | 29.7 | 29.7 | 17.1 | 13 | 13 | 20 | 20 | 0 | 0 | 11 | 0 | 0 | 55.4873 | -55.4873 | 0 | 279.3416 | 0
2014-10-23 14:00:00 | 262.2526 | 64.395 | 45.3415 | 31.5085 | 12.5 | 11.5 | 29.7 | 29.7 | 17.1 | 13 | 13 | 20 | 20 | 0 | 0 | 11 | 0 | 0 | 56.4924 | -56.4924 | 0 | 335.8341 | 0
2014-10-23 15:00:00 | 257.0572 | 62.01 | 30.6446 | 21.2954 | 12.5 | 11.5 | 29.7 | 29.7 | 17.1 | 13 | 13 | 20 | 20 | 0 | 0 | 11 | 0 | 0 | 34.3928 | -34.3928 | 0 | 370.2269 | 0
2014-10-23 16:00:00 | 250.8043 | 49.29 | 17.9803 | 12.4947 | 12.5 | 11.5 | 29.7 | 29.7 | 17.1 | 13 | 13 | 20 | 20 | 0 | 0 | 11 | 0 | 0 | 6.4607 | -6.4607 | 0 | 376.6876 | 0
2014-10-23 17:00:00 | 252.9652 | 33.39 | 6.723 | 4.6719 | 12.5 | 11.5 | 29.7 | 29.7 | 17.1 | 13 | 13 | 20 | 20 | 0 | 0 | 11 | 0 | 0 | 0 | 0 | 30.6802 | 346.0073 | 0
2014-10-23 18:00:00 | 285.5399 | 22.26 | 0.46905 | 0.32595 | 12.5 | 11.5 | 29.7 | 29.7 | 17.1 | 13 | 13 | 20 | 20 | 0 | 0 | 11 | 0 | 0 | 0 | 0 | 84.9849 | 261.0224 | 0
2014-10-23 19:00:00 | 283.379 | 20.935 | 0 | 0 | 12.5 | 11.5 | 29.7 | 29.7 | 17.1 | 13 | 13 | 20 | 20 | 0 | 0 | 11 | 0 | 0 | 0 | 0 | 84.944 | 176.0784 | 0
2014-10-23 20:00:00 | 272.5974 | 23.055 | 0 | 0 | 12.5 | 11.5 | 29.7 | 29.7 | 17.1 | 13 | 13 | 20 | 20 | 0 | 0 | 11 | 0 | 0 | 0 | 0 | 72.0424 | 104.036 | 0
2014-10-23 21:00:00 | 255.333 | 27.03 | 0 | 0 | 12.5 | 11.5 | 29.7 | 29.7 | 17.1 | 13 | 13 | 20 | 20 | 0 | 0 | 11 | 0 | 0 | 0 | 0 | 50.803 | 53.233 | 0
2014-10-23 22:00:00 | 246.7124 | 32.065 | 0 | 0 | 12.5 | 11.5 | 29.7 | 29.7 | 17.1 | 13 | 13 | 20 | 20 | 0 | 0 | 11 | 0 | 0 | 0 | 0 | 37.1474 | 16.0856 | 0
2014-10-23 23:00:00 | 232.2756 | 38.69 | 0 | 0 | 12.5 | 11.5 | 29.7 | 29.7 | 17.1 | 13 | 13 | 20 | 20 | 0 | 0 | 11 | 0 | 0 | 0 | 0 | 16.0856 | 0 | 0
2014-10-24 00:00:00 | 219.54 | 42.93 | 0 | 0 | 12.5 | 11.5 | 29.7 | 29.7 | 17.1 | 13 | 13 | 19.11 | 20 | 0 | 0 | 11 | 0 | 0 | 0 | 0 | 0 | 0 | 0
2014-10-24 01:00:00 | 211.563 | 42.93 | 0 | 0 | 12.5 | 11.5 | 29.7 | 29.7 | 17.1 | 13 | 13 | 20 | 11.133 | 0 | 0 | 11 | 0 | 0 | 0 | 0 | 0 | 0 | 0
2014-10-24 02:00:00 | 210.9193 | 41.87 | 0 | 0 | 12.5 | 11.5 | 29.7 | 29.7 | 17.1 | 13 | 13 | 20 | 11.5493 | 0 | 0 | 11 | 0 | 0 | 0 | 0 | 0 | 0 | 0
2014-10-24 03:00:00 | 205.3101 | 42.93 | 0 | 0 | 12.5 | 11.5 | 29.7 | 29.7 | 17.1 | 13 | 13 | 20 | 4.8801 | 0 | 0 | 11 | 0 | 0 | 0 | 0 | 0 | 0 | 0
2014-10-24 04:00:00 | 200.7814 | 44.255 | 0 | 0 | 12.5 | 11.5 | 29.7 | 29.7 | 17.1 | 13 | 13 | 19.0264 | 0 | 0 | 0 | 11 | 0 | 0 | 0 | 0 | 0 | 0 | 0
2014-10-24 05:00:00 | 205.1032 | 49.82 | 0 | 0 | 12.5 | 11.5 | 29.7 | 29.7 | 17.1 | 13 | 13 | 0 | 17.7832 | 0 | 0 | 11 | 0 | 0 | 0 | 0 | 0 | 0 | 0
2014-10-24 06:00:00 | 202.9423 | 58.3 | 0 | 0 | 12.5 | 11.5 | 29.7 | 29.7 | 17.1 | 13 | 13 | 0 | 7.1423 | 0 | 0 | 11 | 0 | 0 | 0 | 0 | 0 | 0 | 0
2014-10-24 07:00:00 | 229.0342 | 67.575 | 2.8143 | 1.9557 | 12.5 | 11.5 | 29.7 | 29.7 | 17.1 | 13 | 13 | 0 | 19.1892 | 0 | 0 | 11 | 0 | 0 | 0 | 0 | 0 | 0 | 0
2014-10-24 08:00:00 | 253.6089 | 77.645 | 21.889 | 15.211 | 12.5 | 11.5 | 29.7 | 29.7 | 17.1 | 13 | 13 | 1.3639 | 0 | 0 | 0 | 11 | 0 | 0 | 0 | 0 | 0 | 0 | 0

## Scenario_13a
time/hrs | BB_bus_el | BB_utility_scale_wind | BB_utility_scale_solar | BB_distributed_scale_solar | BB_pp_SG_LSD_D10 | BB_pp_SG_LSD_D13 | BB_pp_SG_LSD_D14 | BB_pp_SG_MSD_D17 | BB_pp_SW_SCGT_GT04 | BB_pp_SW_SCGT_GT06 | BB_pp_SW_SCGT_GT05 | BB_pp_SW_SCGT_GT03 | BB_pp_OCGT_GT20 | BB_pp_SG_LSD_D15 | BB_pp_SG_LSG_D12 | BB_pp_GR_SCGT_GT02 | BB_pp_WTE_combustion | BB_pp_bagasse | BB_pp_anaerobic_digestion | BB_shortage | from: BB_bus_el - to -BB_storage_pumped_hydro | from: BB_storage_pumped_hydro- to - BB_bus_el | from BB_storage_pumped_hydro- to- nan (Capacity)
2014-10-17 08:00:00 | 253.6089 | 0 | 29.972 | 20.828 | 12.5 | 12.5 | 29.7 | 17.1 | 20 | 20 | 20 | 0 | 0 | 0 | 0 | 0 | 11 | 0 | 40 | 20.0089 | 0 | 0 | 0
2014-10-17 09:00:00 | 265.471 | 0.2 | 53.336 | 37.064 | 12.5 | 12.5 | 29.7 | 17.1 | 20 | 20 | 20 | 0 | 0 | 0 | 0 | 0 | 11 | 0 | 40 | 0 | 7.929 | 0 | 7.929
2014-10-17 10:00:00 | 270.8733 | 1.4 | 71.154 | 49.446 | 12.5 | 12.5 | 29.7 | 17.1 | 20 | 20 | 20 | 0 | 0 | 0 | 0 | 0 | 11 | 0 | 40 | 0 | 33.9267 | 0 | 41.8558
2014-10-17 11:00:00 | 269.356 | 2.4 | 81.892 | 56.908 | 12.5 | 12.5 | 29.7 | 17.1 | 20 | 20 | 20 | 0 | 0 | 0 | 0 | 0 | 11 | 0 | 40 | 0 | 54.644 | 0 | 96.4998
2014-10-17 12:00:00 | 268.9192 | 2.8 | 87.91 | 61.09 | 12.5 | 12.5 | 29.7 | 17.1 | 20 | 20 | 20 | 0 | 0 | 0 | 0 | 0 | 11 | 0 | 40 | 0 | 65.6808 | 0 | 162.1805
2014-10-17 13:00:00 | 265.9077 | 2.8 | 88.146 | 61.254 | 12.5 | 12.5 | 29.7 | 17.1 | 20 | 20 | 20 | 0 | 0 | 0 | 0 | 0 | 11 | 0 | 40 | 0 | 69.0923 | 0 | 231.2728
2014-10-17 14:00:00 | 262.2526 | 2.6 | 82.6 | 57.4 | 12.5 | 12.5 | 29.7 | 17.1 | 20 | 20 | 20 | 0 | 0 | 0 | 0 | 0 | 11 | 0 | 40 | 0 | 63.1474 | 0 | 294.4202
2014-10-17 15:00:00 | 257.0572 | 2.4 | 70.918 | 49.282 | 12.5 | 12.5 | 29.7 | 17.1 | 20 | 20 | 20 | 0 | 0 | 0 | 0 | 0 | 11 | 0 | 40 | 0 | 48.3428 | 0 | 342.763
2014-10-17 16:00:00 | 250.8043 | 2.6 | 54.044 | 37.556 | 12.5 | 12.5 | 29.7 | 17.1 | 20 | 20 | 20 | 0 | 0 | 0 | 0 | 0 | 11 | 0 | 40 | 0 | 26.1957 | 0 | 368.9587
2014-10-17 17:00:00 | 252.9652 | 3.4 | 30.916 | 21.484 | 12.5 | 12.5 | 29.7 | 17.1 | 20 | 20 | 20 | 0 | 0 | 0 | 0 | 0 | 11 | 0 | 40 | 0 | 0 | 14.3652 | 354.5934
2014-10-17 18:00:00 | 285.5399 | 3.4 | 4.602 | 3.198 | 12.5 | 12.5 | 29.7 | 17.1 | 20 | 20 | 20 | 0 | 0 | 0 | 0 | 0 | 11 | 0 | 40 | 0 | 0 | 91.5399 | 263.0535
2014-10-17 19:00:00 | 283.379 | 3.2 | 0 | 0 | 12.5 | 12.5 | 29.7 | 17.1 | 20 | 20 | 20 | 0 | 0 | 0 | 0 | 0 | 11 | 0 | 40 | 0 | 0 | 97.379 | 165.6745
2014-10-17 20:00:00 | 272.5974 | 2.8 | 0 | 0 | 12.5 | 12.5 | 29.7 | 17.1 | 20 | 20 | 20 | 0 | 0 | 0 | 0 | 0 | 11 | 0 | 40 | 0 | 0 | 86.9974 | 78.6771
2014-10-17 21:00:00 | 255.333 | 2.4 | 0 | 0 | 12.5 | 12.5 | 29.7 | 17.1 | 20 | 20 | 20 | 0 | 0 | 0 | 0 | 0 | 11 | 0 | 40 | 0 | 0 | 70.133 | 8.5441
2014-10-17 22:00:00 | 246.7124 | 1 | 0 | 0 | 12.5 | 12.5 | 29.7 | 17.1 | 20 | 20 | 20 | 13 | 0 | 29.7 | 0 | 11.6683 | 11 | 0 | 40 | 0 | 0 | 8.5441 | 0
2014-10-17 23:00:00 | 232.2756 | 0.8 | 0 | 0 | 12.5 | 12.5 | 29.7 | 17.1 | 20 | 20 | 20 | 0 | 18.9756 | 29.7 | 0 | 0 | 11 | 0 | 40 | 0 | 0 | 0 | 0
2014-10-18 00:00:00 | 214.3676 | 0.4 | 0 | 0 | 12.5 | 12.5 | 29.7 | 17.1 | 20 | 20 | 20 | 0 | 0 | 0 | 0 | 0 | 11 | 0 | 40 | 31.1676 | 0 | 0 | 0
2014-10-18 01:00:00 | 209.8388 | 0.2 | 0 | 0 | 12.5 | 12.5 | 29.7 | 17.1 | 20 | 20 | 20 | 0 | 21 | 0 | 5.8388 | 0 | 11 | 0 | 40 | 0 | 0 | 0 | 0
2014-10-18 02:00:00 | 202.2986 | 0 | 0 | 0 | 12.5 | 12.5 | 29.7 | 17.1 | 20 | 20 | 20 | 0 | 19.4986 | 0 | 0 | 0 | 11 | 0 | 40 | 0 | 0 | 0 | 0
2014-10-18 03:00:00 | 202.2986 | 0 | 0 | 0 | 12.5 | 12.5 | 29.7 | 17.1 | 20 | 20 | 20 | 0 | 19.4986 | 0 | 0 | 0 | 11 | 0 | 40 | 0 | 0 | 0 | 0
2014-10-18 04:00:00 | 207.8848 | 0 | 0 | 0 | 12.5 | 12.5 | 29.7 | 17.1 | 20 | 20 | 20 | 12.0848 | 0 | 0 | 0 | 13 | 11 | 0 | 40 | 0 | 0 | 0 | 0
2014-10-18 05:00:00 | 227.7469 | 0 | 0 | 0 | 12.5 | 12.5 | 29.7 | 17.1 | 20 | 20 | 20 | 0 | 0 | 0 | 0 | 0 | 11 | 0 | 40 | 44.9469 | 0 | 0 | 0
2014-10-18 06:00:00 | 242.1836 | 0 | 0 | 0 | 12.5 | 12.5 | 29.7 | 17.1 | 20 | 20 | 20 | 13 | 16.6836 | 29.7 | 0 | 0 | 11 | 0 | 40 | 0 | 0 | 0 | 0
2014-10-18 07:00:00 | 272.8043 | 0 | 5.9 | 4.1 | 12.5 | 12.5 | 29.7 | 17.1 | 20 | 20 | 20 | 0 | 0 | 29.7 | 0 | 0 | 11 | 25 | 40 | 25.3043 | 0 | 0 | 0
2014-10-18 08:00:00 | 300.2066 | 0 | 30.326 | 21.074 | 12.5 | 12.5 | 29.7 | 17.1 | 20 | 20 | 20 | 11.3066 | 0 | 29.7 | 0 | 0 | 11 | 25 | 40 | 0 | 0 | 0 | 0
2014-10-18 09:00:00 | 313.1261 | 0 | 53.336 | 37.064 | 12.5 | 12.5 | 29.7 | 17.1 | 20 | 20 | 20 | 13 | 21 | 0 | 0 | 5.9261 | 11 | 0 | 40 | 0 | 0 | 0 | 0
2014-10-18 10:00:00 | 317.4479 | 0.6 | 70.564 | 49.036 | 12.5 | 12.5 | 29.7 | 17.1 | 20 | 20 | 20 | 0 | 0 | 0 | 0 | 0 | 11 | 14.4479 | 40 | 0 | 0 | 0 | 0
2014-10-18 11:00:00 | 319.6088 | 1.6 | 81.066 | 56.334 | 12.5 | 12.5 | 29.7 | 17.1 | 20 | 20 | 20 | 0 | 0 | 0 | 0 | 0 | 11 | 0 | 40 | 0 | 2.1912 | 0 | 2.1912
2014-10-18 12:00:00 | 319.6088 | 1.8 | 87.438 | 60.762 | 12.5 | 12.5 | 29.7 | 17.1 | 20 | 20 | 20 | 0 | 0 | 0 | 0 | 0 | 11 | 0 | 40 | 0 | 13.1912 | 0 | 15.3823
2014-10-18 13:00:00 | 322.8502 | 2 | 86.848 | 60.352 | 12.5 | 12.5 | 29.7 | 17.1 | 20 | 20 | 20 | 0 | 0 | 0 | 0 | 0 | 11 | 0 | 40 | 0 | 9.1498 | 0 | 24.5321
2014-10-18 14:00:00 | 315.287 | 1.8 | 80.83 | 56.17 | 12.5 | 12.5 | 29.7 | 17.1 | 20 | 20 | 20 | 0 | 0 | 0 | 0 | 0 | 11 | 0 | 40 | 0 | 6.313 | 0 | 30.8451
2014-10-18 15:00:00 | 306.6663 | 1.4 | 67.732 | 47.068 | 12.5 | 12.5 | 29.7 | 17.1 | 20 | 20 | 20 | 0 | 0 | 0 | 0 | 0 | 11 | 0 | 40 | 0 | 0 | 7.6663 | 23.1788
2014-10-18 16:00:00 | 284.8962 | 1.8 | 49.914 | 34.686 | 12.5 | 12.5 | 29.7 | 17.1 | 20 | 20 | 20 | 0 | 0 | 0 | 0 | 0 | 11 | 0 | 40 | 0 | 0 | 15.6962 | 7.4825
2014-10-18 17:00:00 | 276.2526 | 2.8 | 27.376 | 19.024 | 12.5 | 12.5 | 29.7 | 17.1 | 20 | 20 | 20 | 0 | 0 | 0 | 0 | 11.77 | 11 | 25 | 40 | 0 | 0 | 7.4825 | 0
2014-10-18 18:00:00 | 306.2295 | 4.4 | 3.54 | 2.46 | 12.5 | 12.5 | 29.7 | 17.1 | 20 | 20 | 20 | 13 | 21 | 29.7 | 0 | 0 | 11 | 0 | 40 | 49.3295 | 0 | 0 | 0
2014-10-18 19:00:00 | 301.287 | 5.8 | 0 | 0 | 12.5 | 12.5 | 29.7 | 17.1 | 20 | 20 | 20 | 0 | 0 | 0 | 0 | 0 | 11 | 0 | 40 | 112.687 | 0 | 0 | 0
2014-10-18 20:00:00 | 286.1836 | 6.4 | 0 | 0 | 12.5 | 12.5 | 29.7 | 17.1 | 20 | 20 | 20 | 0 | 0 | 0 | 0 | 0 | 11 | 0 | 40 | 96.9836 | 0 | 0 | 0
2014-10-18 21:00:00 | 265.7009 | 6 | 0 | 0 | 12.5 | 12.5 | 29.7 | 17.1 | 20 | 20 | 20 | 0 | 0 | 0 | 0 | 0 | 11 | 0 | 40 | 76.9009 | 0 | 0 | 0
2014-10-18 22:00:00 | 243.0572 | 4.2 | 0 | 0 | 12.5 | 12.5 | 29.7 | 17.1 | 20 | 20 | 20 | 0 | 0 | 0 | 0 | 0 | 11 | 0 | 40 | 56.0572 | 0 | 0 | 0
2014-10-18 23:00:00 | 231.1951 | 3 | 0 | 0 | 12.5 | 12.5 | 29.7 | 17.1 | 20 | 20 | 20 | 13 | 0 | 29.7 | 2.6951 | 0 | 11 | 0 | 40 | 0 | 0 | 0 | 0
2014-10-19 00:00:00 | 214.3676 | 2.4 | 0 | 0 | 12.5 | 12.5 | 29.7 | 17.1 | 20 | 20 | 20 | 0 | 0 | 29.1676 | 0 | 0 | 11 | 0 | 40 | 0 | 0 | 0 | 0
2014-10-19 01:00:00 | 209.8388 | 2 | 0 | 0 | 12.5 | 12.5 | 29.7 | 17.1 | 20 | 20 | 20 | 13 | 0 | 12.0388 | 0 | 0 | 11 | 0 | 40 | 0 | 0 | 0 | 0
2014-10-19 02:00:00 | 202.2986 | 1.4 | 0 | 0 | 12.5 | 12.5 | 29.7 | 17.1 | 20 | 20 | 20 | 13 | 0 | 0 | 0 | 5.0986 | 11 | 0 | 40 | 0 | 0 | 0 | 0
2014-10-19 03:00:00 | 202.2986 | 0.6 | 0 | 0 | 12.5 | 12.5 | 29.7 | 17.1 | 20 | 20 | 20 | 0 | 18.8986 | 0 | 0 | 0 | 11 | 0 | 40 | 0 | 0 | 0 | 0
2014-10-19 04:00:00 | 207.8848 | 0.2 | 0 | 0 | 12.5 | 12.5 | 29.7 | 17.1 | 20 | 20 | 20 | 3.8848 | 21 | 0 | 0 | 0 | 11 | 0 | 40 | 0 | 0 | 0 | 0
2014-10-19 05:00:00 | 227.7469 | 0 | 0 | 0 | 12.5 | 12.5 | 29.7 | 17.1 | 20 | 20 | 20 | 0 | 0 | 0 | 0 | 0 | 11 | 0 | 40 | 44.9469 | 0 | 0 | 0
2014-10-19 06:00:00 | 242.1836 | 0 | 0 | 0 | 12.5 | 12.5 | 29.7 | 17.1 | 20 | 20 | 20 | 0 | 0 | 29.7 | 0 | 4.6836 | 11 | 25 | 40 | 0 | 0 | 0 | 0
2014-10-19 07:00:00 | 272.8043 | 0 | 4.012 | 2.788 | 12.5 | 12.5 | 29.7 | 17.1 | 20 | 20 | 20 | 13 | 0 | 29.7 | 0 | 0 | 11 | 0 | 40 | 40.5043 | 0 | 0 | 0
2014-10-19 08:00:00 | 300.2066 | 0 | 21.83 | 15.17 | 12.5 | 12.5 | 29.7 | 17.1 | 20 | 20 | 20 | 13 | 21 | 8.4066 | 0 | 13 | 11 | 25 | 40 | 0 | 0 | 0 | 0
2014-10-19 09:00:00 | 313.1261 | 0 | 39.884 | 27.716 | 12.5 | 12.5 | 29.7 | 17.1 | 20 | 20 | 20 | 0 | 0 | 0 | 0 | 0 | 11 | 0 | 40 | 62.7261 | 0 | 0 | 0
2014-10-19 10:00:00 | 317.4479 | 0.4 | 58.292 | 40.508 | 12.5 | 12.5 | 29.7 | 17.1 | 20 | 20 | 20 | 10.4479 | 0 | 0 | 0 | 0 | 11 | 25 | 40 | 0 | 0 | 0 | 0
2014-10-19 11:00:00 | 319.6088 | 2.4 | 74.576 | 51.824 | 12.5 | 12.5 | 29.7 | 17.1 | 20 | 20 | 20 | 8.0088 | 0 | 0 | 0 | 0 | 11 | 0 | 40 | 0 | 0 | 0 | 0
2014-10-19 12:00:00 | 319.6088 | 6.2 | 82.6 | 57.4 | 12.5 | 12.5 | 29.7 | 17.1 | 20 | 20 | 20 | 0 | 0 | 0 | 0 | 0 | 11 | 0 | 40 | 0 | 9.3912 | 0 | 9.3912
2014-10-19 13:00:00 | 322.8502 | 10 | 81.656 | 56.744 | 12.5 | 12.5 | 29.7 | 17.1 | 20 | 20 | 20 | 0 | 0 | 0 | 0 | 0 | 11 | 0 | 40 | 0 | 8.3498 | 0 | 17.7409
2014-10-19 14:00:00 | 315.287 | 13.6 | 72.924 | 50.676 | 12.5 | 12.5 | 29.7 | 17.1 | 20 | 20 | 20 | 0 | 0 | 0 | 0 | 0 | 11 | 0 | 40 | 0 | 4.713 | 0 | 22.4539
2014-10-19 15:00:00 | 306.6663 | 16.8 | 53.69 | 37.31 | 12.5 | 12.5 | 29.7 | 17.1 | 20 | 20 | 20 | 0 | 0 | 0 | 0 | 0 | 11 | 0 | 40 | 0 | 0 | 16.0663 | 6.3876
2014-10-19 16:00:00 | 284.8962 | 19 | 30.208 | 20.992 | 12.5 | 12.5 | 29.7 | 17.1 | 20 | 20 | 20 | 0 | 0 | 0 | 0 | 0 | 11 | 0 | 40 | 25.5086 | 0 | 6.3876 | 0
2014-10-19 17:00:00 | 276.2526 | 19.4 | 12.744 | 8.856 | 12.5 | 12.5 | 29.7 | 17.1 | 20 | 20 | 20 | 0 | 0 | 29.7 | 12.5 | 10.2526 | 11 | 0 | 40 | 0 | 0 | 0 | 0
2014-10-19 18:00:00 | 306.2295 | 18.6 | 1.534 | 1.066 | 12.5 | 12.5 | 29.7 | 17.1 | 20 | 20 | 20 | 13 | 21 | 29.7 | 12.5 | 13 | 11 | 13.0295 | 40 | 0 | 0 | 0 | 0
2014-10-19 19:00:00 | 301.287 | 19.4 | 0 | 0 | 12.5 | 12.5 | 29.7 | 17.1 | 20 | 20 | 20 | 13 | 21 | 29.7 | 10.387 | 0 | 11 | 25 | 40 | 0 | 0 | 0 | 0
2014-10-19 20:00:00 | 286.1836 | 21.2 | 0 | 0 | 12.5 | 12.5 | 29.7 | 17.1 | 20 | 20 | 20 | 0 | 0 | 0 | 0 | 0 | 11 | 0 | 40 | 82.1836 | 0 | 0 | 0
2014-10-19 21:00:00 | 265.7009 | 23.6 | 0 | 0 | 12.5 | 12.5 | 29.7 | 17.1 | 20 | 20 | 20 | 0 | 0 | 0 | 0 | 0 | 11 | 0 | 40 | 59.3009 | 0 | 0 | 0
2014-10-19 22:00:00 | 243.0572 | 24.4 | 0 | 0 | 12.5 | 12.5 | 29.7 | 17.1 | 20 | 20 | 20 | 0 | 0 | 0 | 0 | 0 | 11 | 0 | 40 | 35.8572 | 0 | 0 | 0
2014-10-19 23:00:00 | 231.1951 | 24.8 | 0 | 0 | 12.5 | 12.5 | 29.7 | 17.1 | 20 | 20 | 20 | 0 | 0 | 23.5951 | 0 | 0 | 11 | 0 | 40 | 0 | 0 | 0 | 0
2014-10-20 00:00:00 | 214.3676 | 26.2 | 0 | 0 | 12.5 | 12.5 | 29.7 | 17.1 | 20 | 20 | 20 | 5.3676 | 0 | 0 | 0 | 0 | 11 | 0 | 40 | 0 | 0 | 0 | 0
2014-10-20 01:00:00 | 209.8388 | 24.2 | 0 | 0 | 12.5 | 12.5 | 29.7 | 17.1 | 20 | 20 | 20 | 0 | 0 | 2.8388 | 0 | 0 | 11 | 0 | 40 | 0 | 0 | 0 | 0
2014-10-20 02:00:00 | 202.2986 | 18.8 | 0 | 0 | 12.5 | 12.5 | 29.7 | 17.1 | 20 | 20 | 20 | 0.69862 | 0 | 0 | 0 | 0 | 11 | 0 | 40 | 0 | 0 | 0 | 0
2014-10-20 03:00:00 | 202.2986 | 13.6 | 0 | 0 | 12.5 | 12.5 | 29.7 | 17.1 | 20 | 20 | 20 | 5.8986 | 0 | 0 | 0 | 0 | 11 | 0 | 40 | 0 | 0 | 0 | 0
2014-10-20 04:00:00 | 207.8848 | 9.2 | 0 | 0 | 12.5 | 12.5 | 29.7 | 17.1 | 20 | 20 | 20 | 0 | 0 | 15.8848 | 0 | 0 | 11 | 0 | 40 | 0 | 0 | 0 | 0
2014-10-20 05:00:00 | 227.7469 | 6.8 | 0 | 0 | 12.5 | 12.5 | 29.7 | 17.1 | 20 | 20 | 20 | 0 | 0 | 0 | 0 | 0 | 11 | 0 | 40 | 38.1469 | 0 | 0 | 0
2014-10-20 06:00:00 | 242.1836 | 7.6 | 0 | 0 | 12.5 | 12.5 | 29.7 | 17.1 | 20 | 20 | 20 | 0 | 21 | 29.7 | 1.0836 | 0 | 11 | 0 | 40 | 0 | 0 | 0 | 0
2014-10-20 07:00:00 | 272.8043 | 11.4 | 3.54 | 2.46 | 12.5 | 12.5 | 29.7 | 17.1 | 20 | 20 | 20 | 0 | 21 | 29.7 | 8.9043 | 13 | 11 | 0 | 40 | 0 | 0 | 0 | 0
2014-10-20 08:00:00 | 300.2066 | 16.8 | 21.948 | 15.252 | 12.5 | 12.5 | 29.7 | 17.1 | 20 | 20 | 20 | 0 | 0 | 0 | 0 | 0 | 11 | 0 | 40 | 63.4066 | 0 | 0 | 0
2014-10-20 09:00:00 | 313.1261 | 24 | 41.418 | 28.782 | 12.5 | 12.5 | 29.7 | 17.1 | 20 | 20 | 20 | 0 | 0 | 23.6261 | 12.5 | 0 | 11 | 0 | 40 | 0 | 0 | 0 | 0
2014-10-20 10:00:00 | 317.4479 | 30.6 | 59 | 41 | 12.5 | 12.5 | 29.7 | 17.1 | 20 | 20 | 20 | 0 | 0 | 0 | 4.0479 | 0 | 11 | 0 | 40 | 0 | 0 | 0 | 0
2014-10-20 11:00:00 | 319.6088 | 34.8 | 69.738 | 48.462 | 12.5 | 12.5 | 29.7 | 17.1 | 20 | 20 | 20 | 0 | 0 | 0 | 0 | 0 | 11 | 0 | 40 | 0 | 16.1912 | 0 | 16.1912
2014-10-20 12:00:00 | 319.6088 | 35.8 | 73.986 | 51.414 | 12.5 | 12.5 | 29.7 | 17.1 | 20 | 20 | 20 | 0 | 0 | 0 | 0 | 0 | 11 | 0 | 40 | 0 | 24.3912 | 0 | 40.5823
2014-10-20 13:00:00 | 322.8502 | 34.8 | 70.564 | 49.036 | 12.5 | 12.5 | 29.7 | 17.1 | 20 | 20 | 20 | 0 | 0 | 0 | 0 | 0 | 11 | 0 | 40 | 0 | 14.3498 | 0 | 54.9321
2014-10-20 14:00:00 | 315.287 | 31.8 | 63.13 | 43.87 | 12.5 | 12.5 | 29.7 | 17.1 | 20 | 20 | 20 | 0 | 0 | 0 | 0 | 0 | 11 | 0 | 40 | 0 | 6.313 | 0 | 61.2451
2014-10-20 15:00:00 | 306.6663 | 29.4 | 53.336 | 37.064 | 12.5 | 12.5 | 29.7 | 17.1 | 20 | 20 | 20 | 0 | 0 | 0 | 0 | 0 | 11 | 0 | 40 | 0 | 0 | 4.0663 | 57.1788
2014-10-20 16:00:00 | 284.8962 | 30.4 | 38.114 | 26.486 | 12.5 | 12.5 | 29.7 | 17.1 | 20 | 20 | 20 | 0 | 0 | 0 | 0 | 0 | 11 | 0 | 40 | 0 | 0 | 7.0962 | 50.0825
2014-10-20 17:00:00 | 276.2526 | 33.2 | 20.532 | 14.268 | 12.5 | 12.5 | 29.7 | 17.1 | 20 | 20 | 20 | 0 | 0 | 0 | 0 | 0 | 11 | 0 | 40 | 0 | 0 | 25.4526 | 24.63
2014-10-20 18:00:00 | 306.2295 | 37.2 | 2.596 | 1.804 | 12.5 | 12.5 | 29.7 | 17.1 | 20 | 20 | 20 | 13 | 6.1996 | 0 | 0 | 13 | 11 | 25 | 40 | 0 | 0 | 24.63 | 0
2014-10-20 19:00:00 | 301.287 | 42.8 | 0 | 0 | 12.5 | 12.5 | 29.7 | 17.1 | 20 | 20 | 20 | 12.487 | 21 | 29.7 | 12.5 | 0 | 11 | 0 | 40 | 0 | 0 | 0 | 0
2014-10-20 20:00:00 | 286.1836 | 46.2 | 0 | 0 | 12.5 | 12.5 | 29.7 | 17.1 | 20 | 20 | 20 | 0 | 21 | 0 | 12.5 | 0 | 11 | 23.6836 | 40 | 0 | 0 | 0 | 0
2014-10-20 21:00:00 | 265.7009 | 46.4 | 0 | 0 | 12.5 | 12.5 | 29.7 | 17.1 | 20 | 20 | 20 | 0 | 0 | 0 | 11.5009 | 0 | 11 | 25 | 40 | 0 | 0 | 0 | 0
2014-10-20 22:00:00 | 243.0572 | 45.4 | 0 | 0 | 12.5 | 12.5 | 29.7 | 17.1 | 20 | 20 | 20 | 0 | 0 | 14.8572 | 0 | 0 | 11 | 0 | 40 | 0 | 0 | 0 | 0
2014-10-20 23:00:00 | 231.1951 | 44.2 | 0 | 0 | 12.5 | 12.5 | 29.7 | 17.1 | 20 | 20 | 20 | 0 | 0 | 0 | 4.1951 | 0 | 11 | 0 | 40 | 0 | 0 | 0 | 0
2014-10-21 00:00:00 | 214.3676 | 42.6 | 0 | 0 | 12.5 | 12.5 | 29.7 | 17.1 | 20 | 20 | 20 | 0 | 0 | 0 | 0 | 0 | 11 | 0 | 40 | 0 | 11.0324 | 0 | 11.0324
2014-10-21 01:00:00 | 209.8388 | 38.4 | 0 | 0 | 12.5 | 12.5 | 29.7 | 17.1 | 20 | 20 | 20 | 0 | 0 | 0 | 0 | 0 | 11 | 0 | 40 | 0 | 11.3612 | 0 | 22.3936
2014-10-21 02:00:00 | 202.2986 | 34.4 | 0 | 0 | 12.5 | 12.5 | 29.7 | 17.1 | 20 | 20 | 20 | 0 | 0 | 0 | 0 | 0 | 11 | 0 | 40 | 0 | 14.9014 | 0 | 37.295
2014-10-21 03:00:00 | 202.2986 | 30.8 | 0 | 0 | 12.5 | 12.5 | 29.7 | 17.1 | 20 | 20 | 20 | 0 | 0 | 0 | 0 | 0 | 11 | 0 | 40 | 0 | 11.3014 | 0 | 48.5963
2014-10-21 04:00:00 | 207.8848 | 29 | 0 | 0 | 12.5 | 12.5 | 29.7 | 17.1 | 20 | 20 | 20 | 0 | 0 | 0 | 0 | 0 | 11 | 0 | 40 | 0 | 3.9152 | 0 | 52.5115
2014-10-21 05:00:00 | 227.7469 | 31.4 | 0 | 0 | 12.5 | 12.5 | 29.7 | 17.1 | 20 | 20 | 20 | 0 | 0 | 0 | 0 | 0 | 11 | 0 | 40 | 0 | 0 | 13.5469 | 38.9646
2014-10-21 06:00:00 | 242.1836 | 37.4 | 0 | 0 | 12.5 | 12.5 | 29.7 | 17.1 | 20 | 20 | 20 | 0 | 0 | 0 | 0 | 0 | 11 | 0 | 40 | 0 | 0 | 21.9836 | 16.981
2014-10-21 07:00:00 | 272.8043 | 45.4 | 3.54 | 2.46 | 12.5 | 12.5 | 29.7 | 17.1 | 20 | 20 | 20 | 0 | 0 | 0 | 0 | 0 | 11 | 21.6233 | 40 | 0 | 0 | 16.981 | 0
2014-10-21 08:00:00 | 300.2066 | 53.4 | 22.656 | 15.744 | 12.5 | 12.5 | 29.7 | 17.1 | 20 | 20 | 20 | 13 | 0 | 0 | 0 | 0 | 11 | 0 | 40 | 12.6066 | 0 | 0 | 0
2014-10-21 09:00:00 | 313.1261 | 61.8 | 45.666 | 31.734 | 12.5 | 12.5 | 29.7 | 17.1 | 20 | 20 | 11.1261 | 0 | 0 | 0 | 0 | 0 | 11 | 0 | 40 | 0 | 0 | 0 | 0
2014-10-21 10:00:00 | 317.4479 | 71 | 62.186 | 43.214 | 12.5 | 12.5 | 29.7 | 17.1 | 0 | 0 | 18.2479 | 0 | 0 | 0 | 0 | 0 | 11 | 0 | 40 | 0 | 0 | 0 | 0
2014-10-21 11:00:00 | 319.6088 | 78.8 | 73.396 | 51.004 | 12.5 | 12.5 | 29.7 | 17.1 | 0 | 0 | 0 | 0 | 0 | 0 | 0 | 0 | 11 | 0 | 40 | 0 | 6.3912 | 0 | 6.3912
2014-10-21 12:00:00 | 319.6088 | 86.4 | 78.234 | 54.366 | 12.5 | 12.5 | 29.7 | 17.1 | 0 | 0 | 0 | 0 | 0 | 0 | 0 | 0 | 11 | 0 | 40 | 0 | 22.1912 | 0 | 28.5823
2014-10-21 13:00:00 | 322.8502 | 93 | 75.874 | 52.726 | 12.5 | 12.5 | 29.7 | 17.1 | 0 | 0 | 0 | 0 | 0 | 0 | 0 | 0 | 11 | 0 | 40 | 0 | 21.5498 | 0 | 50.1321
2014-10-21 14:00:00 | 315.287 | 97 | 68.204 | 47.396 | 12.5 | 12.5 | 29.7 | 17.1 | 12.0369 | 20 | 20 | 0 | 0 | 0 | 0 | 0 | 11 | 0 | 40 | 0 | 72.1499 | 0 | 122.282
2014-10-21 15:00:00 | 306.6663 | 96.6 | 54.044 | 37.556 | 12.5 | 12.5 | 29.7 | 17.1 | 20 | 20 | 20 | 0 | 0 | 0 | 0 | 0 | 11 | 0 | 40 | 0 | 64.3337 | 0 | 186.6157
2014-10-21 16:00:00 | 284.8962 | 93.4 | 37.642 | 26.158 | 12.5 | 12.5 | 29.7 | 17.1 | 20 | 20 | 20 | 0 | 0 | 0 | 0 | 0 | 11 | 0 | 40 | 0 | 55.1038 | 0 | 241.7194
2014-10-21 17:00:00 | 276.2526 | 89.4 | 21.122 | 14.678 | 12.5 | 12.5 | 29.7 | 17.1 | 20 | 20 | 20 | 0 | 0 | 0 | 0 | 0 | 11 | 0 | 40 | 0 | 31.7474 | 0 | 273.4669
2014-10-21 18:00:00 | 306.2295 | 85.2 | 2.95 | 2.05 | 12.5 | 12.5 | 29.7 | 17.1 | 20 | 20 | 20 | 0 | 0 | 0 | 0 | 0 | 11 | 0 | 40 | 0 | 0 | 33.2295 | 240.2373
2014-10-21 19:00:00 | 301.287 | 82.8 | 0 | 0 | 12.5 | 12.5 | 29.7 | 17.1 | 20 | 20 | 20 | 0 | 0 | 0 | 0 | 0 | 11 | 0 | 40 | 0 | 0 | 35.687 | 204.5503
2014-10-21 20:00:00 | 286.1836 | 79 | 0 | 0 | 12.5 | 12.5 | 29.7 | 17.1 | 20 | 20 | 20 | 0 | 0 | 0 | 0 | 0 | 11 | 0 | 40 | 0 | 0 | 24.3836 | 180.1667
2014-10-21 21:00:00 | 265.7009 | 72.8 | 0 | 0 | 12.5 | 12.5 | 29.7 | 17.1 | 20 | 20 | 20 | 0 | 0 | 0 | 0 | 0 | 11 | 0 | 40 | 0 | 0 | 10.1009 | 170.0659
2014-10-21 22:00:00 | 243.0572 | 66.8 | 0 | 0 | 12.5 | 12.5 | 29.7 | 17.1 | 20 | 20 | 20 | 0 | 0 | 0 | 0 | 0 | 11 | 0 | 40 | 0 | 6.5428 | 0 | 176.6087
2014-10-21 23:00:00 | 231.1951 | 62.6 | 0 | 0 | 12.5 | 12.5 | 29.7 | 17.1 | 20 | 20 | 20 | 0 | 0 | 0 | 0 | 0 | 11 | 0 | 40 | 0 | 14.2049 | 0 | 190.8135
2014-10-22 00:00:00 | 214.3676 | 59.2 | 0 | 0 | 12.5 | 12.5 | 29.7 | 17.1 | 20 | 20 | 20 | 0 | 0 | 0 | 0 | 0 | 11 | 0 | 40 | 0 | 27.6324 | 0 | 218.446
2014-10-22 01:00:00 | 209.8388 | 55 | 0 | 0 | 12.5 | 12.5 | 29.7 | 17.1 | 20 | 20 | 20 | 0 | 0 | 0 | 0 | 0 | 11 | 0 | 40 | 0 | 27.9612 | 0 | 246.4071
2014-10-22 02:00:00 | 202.2986 | 48.6 | 0 | 0 | 12.5 | 12.5 | 29.7 | 17.1 | 20 | 20 | 20 | 0 | 0 | 0 | 0 | 0 | 11 | 0 | 40 | 0 | 29.1014 | 0 | 275.5085
2014-10-22 03:00:00 | 202.2986 | 42.2 | 0 | 0 | 12.5 | 12.5 | 29.7 | 17.1 | 20 | 20 | 20 | 0 | 0 | 0 | 0 | 0 | 11 | 0 | 40 | 0 | 22.7014 | 0 | 298.2099
2014-10-22 04:00:00 | 207.8848 | 37.4 | 0 | 0 | 12.5 | 12.5 | 29.7 | 17.1 | 20 | 20 | 20 | 0 | 0 | 0 | 0 | 0 | 11 | 0 | 40 | 0 | 12.3152 | 0 | 310.525
2014-10-22 05:00:00 | 227.7469 | 34 | 0 | 0 | 12.5 | 12.5 | 29.7 | 17.1 | 20 | 20 | 20 | 0 | 0 | 0 | 0 | 0 | 11 | 0 | 40 | 0 | 0 | 10.9469 | 299.5782
2014-10-22 06:00:00 | 242.1836 | 31 | 0 | 0 | 12.5 | 12.5 | 29.7 | 17.1 | 20 | 20 | 20 | 0 | 0 | 0 | 0 | 0 | 11 | 0 | 40 | 0 | 0 | 28.3836 | 271.1945
2014-10-22 07:00:00 | 272.8043 | 27.8 | 1.534 | 1.066 | 12.5 | 12.5 | 29.7 | 17.1 | 20 | 20 | 20 | 0 | 0 | 0 | 0 | 0 | 11 | 0 | 40 | 0 | 0 | 59.6043 | 211.5902
2014-10-22 08:00:00 | 300.2066 | 28.4 | 11.21 | 7.79 | 12.5 | 12.5 | 29.7 | 17.1 | 20 | 20 | 20 | 0 | 0 | 0 | 0 | 0 | 11 | 0 | 40 | 0 | 0 | 70.0066 | 141.5837
2014-10-22 09:00:00 | 313.1261 | 34.4 | 23.01 | 15.99 | 12.5 | 12.5 | 29.7 | 17.1 | 20 | 20 | 20 | 0 | 0 | 0 | 0 | 0 | 11 | 0 | 40 | 0 | 0 | 56.9261 | 84.6576
2014-10-22 10:00:00 | 317.4479 | 45.4 | 33.276 | 23.124 | 12.5 | 12.5 | 29.7 | 17.1 | 20 | 20 | 20 | 0 | 0 | 0 | 0 | 0 | 11 | 0 | 40 | 0 | 0 | 32.8479 | 51.8097
2014-10-22 11:00:00 | 319.6088 | 68.6 | 39.412 | 27.388 | 12.5 | 12.5 | 29.7 | 17.1 | 20 | 20 | 20 | 0 | 0 | 0 | 0 | 0 | 11 | 0 | 40 | 0 | 0 | 1.4088 | 50.4008
2014-10-22 12:00:00 | 319.6088 | 96.2 | 41.89 | 29.11 | 12.5 | 12.5 | 29.7 | 17.1 | 20 | 20 | 20 | 0 | 0 | 0 | 0 | 0 | 11 | 0 | 40 | 0 | 30.3912 | 0 | 80.792
2014-10-22 13:00:00 | 322.8502 | 115.4 | 40.71 | 28.29 | 12.5 | 12.5 | 29.7 | 17.1 | 20 | 20 | 20 | 0 | 0 | 0 | 0 | 0 | 11 | 0 | 40 | 0 | 44.3498 | 0 | 125.1418
2014-10-22 14:00:00 | 315.287 | 118.2 | 37.288 | 25.912 | 12.5 | 12.5 | 29.7 | 17.1 | 20 | 20 | 20 | 0 | 0 | 0 | 0 | 0 | 11 | 0 | 40 | 0 | 48.913 | 0 | 174.0548
2014-10-22 15:00:00 | 306.6663 | 112 | 25.96 | 18.04 | 12.5 | 12.5 | 29.7 | 17.1 | 20 | 20 | 20 | 0 | 0 | 0 | 0 | 0 | 11 | 0 | 40 | 0 | 32.1337 | 0 | 206.1884
2014-10-22 16:00:00 | 284.8962 | 105.6 | 17.346 | 12.054 | 12.5 | 12.5 | 29.7 | 17.1 | 20 | 20 | 20 | 0 | 0 | 0 | 0 | 0 | 11 | 0 | 40 | 0 | 32.9038 | 0 | 239.0922
2014-10-22 17:00:00 | 276.2526 | 99.8 | 6.372 | 4.428 | 12.5 | 12.5 | 29.7 | 17.1 | 20 | 20 | 20 | 0 | 0 | 0 | 0 | 0 | 11 | 0 | 40 | 0 | 17.1474 | 0 | 256.2396
2014-10-22 18:00:00 | 306.2295 | 94 | 0.472 | 0.328 | 12.5 | 12.5 | 29.7 | 17.1 | 20 | 20 | 20 | 0 | 0 | 0 | 0 | 0 | 11 | 0 | 40 | 0 | 0 | 28.6295 | 227.6101
2014-10-22 19:00:00 | 301.287 | 90.2 | 0 | 0 | 12.5 | 12.5 | 29.7 | 17.1 | 20 | 20 | 20 | 0 | 0 | 0 | 0 | 0 | 11 | 0 | 40 | 0 | 0 | 28.287 | 199.3231
2014-10-22 20:00:00 | 286.1836 | 85.8 | 0 | 0 | 12.5 | 12.5 | 29.7 | 17.1 | 20 | 20 | 20 | 0 | 0 | 0 | 0 | 0 | 11 | 0 | 40 | 0 | 0 | 17.5836 | 181.7395
2014-10-22 21:00:00 | 265.7009 | 78.2 | 0 | 0 | 12.5 | 12.5 | 29.7 | 17.1 | 20 | 20 | 20 | 0 | 0 | 0 | 0 | 0 | 11 | 0 | 40 | 0 | 0 | 4.7009 | 177.0386
2014-10-22 22:00:00 | 243.0572 | 72.4 | 0 | 0 | 12.5 | 12.5 | 29.7 | 17.1 | 20 | 20 | 20 | 0 | 0 | 0 | 0 | 0 | 11 | 0 | 40 | 0 | 12.1428 | 0 | 189.1814
2014-10-22 23:00:00 | 231.1951 | 71 | 0 | 0 | 12.5 | 12.5 | 29.7 | 17.1 | 20 | 20 | 20 | 0 | 0 | 0 | 0 | 0 | 11 | 0 | 40 | 0 | 22.6049 | 0 | 211.7863
2014-10-23 00:00:00 | 219.54 | 84 | 0 | 0 | 12.5 | 12.5 | 29.7 | 17.1 | 20 | 20 | 20 | 0 | 0 | 0 | 0 | 0 | 11 | 0 | 40 | 0 | 47.26 | 0 | 259.0463
2014-10-23 01:00:00 | 211.563 | 91.4 | 0 | 0 | 12.5 | 12.5 | 29.7 | 17.1 | 20 | 20 | 20 | 0 | 0 | 0 | 0 | 0 | 11 | 0 | 40 | 0 | 62.637 | 0 | 321.6833
2014-10-23 02:00:00 | 210.9193 | 58.8 | 0 | 0 | 12.5 | 12.5 | 29.7 | 17.1 | 20 | 20 | 20 | 0 | 0 | 0 | 0 | 0 | 11 | 0 | 40 | 0 | 30.6807 | 0 | 352.364
2014-10-23 03:00:00 | 205.3101 | 36.6 | 0 | 0 | 12.5 | 12.5 | 29.7 | 17.1 | 20 | 20 | 20 | 0 | 0 | 0 | 0 | 0 | 11 | 0 | 40 | 0 | 14.0899 | 0 | 366.4539
2014-10-23 04:00:00 | 200.7814 | 32.6 | 0 | 0 | 12.5 | 12.5 | 29.7 | 17.1 | 20 | 20 | 20 | 0 | 0 | 0 | 0 | 0 | 11 | 0 | 40 | 0 | 14.6186 | 0 | 381.0725
2014-10-23 05:00:00 | 205.1032 | 28 | 0 | 0 | 12.5 | 12.5 | 29.7 | 17.1 | 20 | 20 | 20 | 0 | 0 | 0 | 0 | 0 | 11 | 0 | 40 | 0 | 5.6968 | 0 | 386.7693
2014-10-23 06:00:00 | 202.9423 | 24.4 | 0 | 0 | 12.5 | 12.5 | 29.7 | 17.1 | 20 | 20 | 20 | 0 | 0 | 0 | 0 | 0 | 11 | 0 | 40 | 0 | 4.2577 | 0 | 391.027
2014-10-23 07:00:00 | 229.0342 | 24.4 | 0.944 | 0.656 | 12.5 | 12.5 | 29.7 | 17.1 | 20 | 20 | 20 | 0 | 0 | 0 | 0 | 0 | 11 | 0 | 40 | 0 | 0 | 20.2342 | 370.7928
2014-10-23 08:00:00 | 253.6089 | 24.2 | 8.968 | 6.232 | 12.5 | 12.5 | 29.7 | 17.1 | 20 | 20 | 20 | 0 | 0 | 0 | 0 | 0 | 11 | 0 | 40 | 0 | 0 | 31.4089 | 339.3839
2014-10-23 09:00:00 | 265.471 | 23.4 | 19.588 | 13.612 | 12.5 | 12.5 | 29.7 | 17.1 | 20 | 20 | 20 | 0 | 0 | 0 | 0 | 0 | 11 | 0 | 40 | 0 | 0 | 26.071 | 313.3129
2014-10-23 10:00:00 | 270.8733 | 25.4 | 30.562 | 21.238 | 12.5 | 12.5 | 29.7 | 17.1 | 20 | 20 | 20 | 0 | 0 | 0 | 0 | 0 | 11 | 0 | 40 | 0 | 0 | 10.8733 | 302.4396
2014-10-23 11:00:00 | 269.356 | 32.2 | 39.648 | 27.552 | 12.5 | 12.5 | 29.7 | 17.1 | 20 | 20 | 20 | 0 | 0 | 0 | 0 | 0 | 11 | 0 | 40 | 0 | 12.844 | 0 | 315.2836
2014-10-23 12:00:00 | 268.9192 | 39.4 | 41.418 | 28.782 | 12.5 | 12.5 | 29.7 | 17.1 | 20 | 20 | 20 | 0 | 0 | 0 | 0 | 0 | 11 | 0 | 40 | 0 | 23.4808 | 0 | 338.7644
2014-10-23 13:00:00 | 265.9077 | 44.8 | 37.642 | 26.158 | 12.5 | 12.5 | 29.7 | 17.1 | 20 | 20 | 20 | 0 | 0 | 0 | 0 | 0 | 11 | 0 | 40 | 0 | 25.4923 | 0 | 364.2566
2014-10-23 14:00:00 | 262.2526 | 48.6 | 34.22 | 23.78 | 12.5 | 12.5 | 29.7 | 17.1 | 20 | 20 | 20 | 0 | 0 | 0 | 0 | 0 | 11 | 0 | 40 | 0 | 27.1474 | 0 | 391.404
2014-10-23 15:00:00 | 257.0572 | 46.8 | 23.128 | 16.072 | 12.5 | 12.5 | 29.7 | 17.1 | 20 | 20 | 20 | 0 | 0 | 0 | 0 | 0 | 11 | 0 | 40 | 0 | 11.7428 | 0 | 403.1469
2014-10-23 16:00:00 | 250.8043 | 37.2 | 13.57 | 9.43 | 12.5 | 12.5 | 29.7 | 17.1 | 20 | 20 | 20 | 0 | 0 | 0 | 0 | 0 | 11 | 0 | 40 | 0 | 0 | 7.8043 | 395.3425
2014-10-23 17:00:00 | 252.9652 | 25.2 | 5.074 | 3.526 | 12.5 | 12.5 | 29.7 | 17.1 | 20 | 20 | 20 | 0 | 0 | 0 | 0 | 0 | 11 | 0 | 40 | 0 | 0 | 36.3652 | 358.9773
2014-10-23 18:00:00 | 285.5399 | 16.8 | 0.354 | 0.246 | 12.5 | 12.5 | 29.7 | 17.1 | 20 | 20 | 20 | 0 | 0 | 0 | 0 | 0 | 11 | 0 | 40 | 0 | 0 | 85.3399 | 273.6374
2014-10-23 19:00:00 | 283.379 | 15.8 | 0 | 0 | 12.5 | 12.5 | 29.7 | 17.1 | 20 | 20 | 20 | 0 | 0 | 0 | 0 | 0 | 11 | 0 | 40 | 0 | 0 | 84.779 | 188.8584
2014-10-23 20:00:00 | 272.5974 | 17.4 | 0 | 0 | 12.5 | 12.5 | 29.7 | 17.1 | 20 | 20 | 20 | 0 | 0 | 0 | 0 | 0 | 11 | 0 | 40 | 0 | 0 | 72.3974 | 116.461
2014-10-23 21:00:00 | 255.333 | 20.4 | 0 | 0 | 12.5 | 12.5 | 29.7 | 17.1 | 20 | 20 | 20 | 0 | 0 | 0 | 0 | 0 | 11 | 0 | 40 | 0 | 0 | 52.133 | 64.328
2014-10-23 22:00:00 | 246.7124 | 24.2 | 0 | 0 | 12.5 | 12.5 | 29.7 | 17.1 | 20 | 20 | 20 | 0 | 0 | 0 | 0 | 0 | 11 | 0 | 40 | 0 | 0 | 39.7124 | 24.6156
2014-10-23 23:00:00 | 232.2756 | 29.2 | 0 | 0 | 12.5 | 12.5 | 29.7 | 17.1 | 20 | 20 | 20 | 0 | 0 | 0 | 0 | 0 | 11 | 0 | 40 | 0 | 0 | 20.2756 | 4.34
2014-10-24 00:00:00 | 219.54 | 32.4 | 0 | 0 | 12.5 | 12.5 | 29.7 | 17.1 | 20 | 20 | 20 | 0 | 0 | 0 | 0 | 0 | 11 | 0 | 40 | 0 | 0 | 4.34 | 0
2014-10-24 01:00:00 | 211.563 | 32.4 | 0 | 0 | 12.5 | 12.5 | 29.7 | 17.1 | 20 | 20 | 16.363 | 0 | 0 | 0 | 0 | 0 | 11 | 0 | 40 | 0 | 0 | 0 | 0
2014-10-24 02:00:00 | 210.9193 | 31.6 | 0 | 0 | 12.5 | 12.5 | 29.7 | 17.1 | 20 | 20 | 16.5193 | 0 | 0 | 0 | 0 | 0 | 11 | 0 | 40 | 0 | 0 | 0 | 0
2014-10-24 03:00:00 | 205.3101 | 32.4 | 0 | 0 | 12.5 | 12.5 | 29.7 | 17.1 | 20 | 20 | 10.1101 | 0 | 0 | 0 | 0 | 0 | 11 | 0 | 40 | 0 | 0 | 0 | 0
2014-10-24 04:00:00 | 200.7814 | 33.4 | 0 | 0 | 12.5 | 12.5 | 29.7 | 17.1 | 20 | 4.5814 | 20 | 0 | 0 | 0 | 0 | 0 | 11 | 0 | 40 | 0 | 0 | 0 | 0
2014-10-24 05:00:00 | 205.1032 | 37.6 | 0 | 0 | 12.5 | 12.5 | 29.7 | 17.1 | 20 | 20 | 4.7032 | 0 | 0 | 0 | 0 | 0 | 11 | 0 | 40 | 0 | 0 | 0 | 0
2014-10-24 06:00:00 | 202.9423 | 44 | 0 | 0 | 12.5 | 12.5 | 29.7 | 17.1 | 16.1423 | 20 | 0 | 0 | 0 | 0 | 0 | 0 | 11 | 0 | 40 | 0 | 0 | 0 | 0
2014-10-24 07:00:00 | 229.0342 | 51 | 2.124 | 1.476 | 12.5 | 12.5 | 29.7 | 17.1 | 20 | 11.6342 | 20 | 0 | 0 | 0 | 0 | 0 | 11 | 0 | 40 | 0 | 0 | 0 | 0
2014-10-24 08:00:00 | 253.6089 | 58.6 | 16.52 | 11.48 | 12.5 | 12.5 | 29.7 | 17.1 | 20 | 20 | 4.2089 | 0 | 0 | 0 | 0 | 0 | 11 | 0 | 40 | 0 | 0 | 0 | 0

## Scenario_13
time/hrs | BB_bus_el | BB_utility_scale_wind | BB_utility_scale_solar | BB_distributed_scale_solar | BB_pp_SG_LSD_D10 | BB_pp_SG_LSD_D13 | BB_pp_SG_LSD_D14 | BB_pp_SG_MSD_D17 | BB_pp_SW_SCGT_GT04 | BB_pp_SW_SCGT_GT06 | BB_pp_SW_SCGT_GT05 | BB_pp_SW_SCGT_GT03 | BB_pp_OCGT_GT20 | BB_pp_SG_LSD_D15 | BB_pp_SG_LSG_D12 | BB_pp_GR_SCGT_GT02 | BB_pp_WTE_combustion | BB_pp_bagasse | BB_pp_anaerobic_digestion | BB_shortage | from: BB_bus_el - to -BB_storage_pumped_hydro | from: BB_storage_pumped_hydro- to - BB_bus_el | from BB_storage_pumped_hydro- to- nan (Capacity)
2014-10-17 08:00:00 | 253.6089 | 0 | 34.7675 | 24.1605 | 12.5 | 12.5 | 29.7 | 17.1 | 20 | 20 | 20 | 13 | 0.38091 | 0 | 12.5 | 0 | 11 | 0 | 26 | 0 | 0 | 0 | 0
2014-10-17 09:00:00 | 265.471 | 0.232 | 61.8698 | 42.9942 | 12.5 | 12.5 | 29.7 | 17.1 | 20 | 20 | 20 | 13 | 0 | 0 | 0 | 0 | 11 | 0 | 26 | 0 | 21.425 | 0 | 21.425
2014-10-17 10:00:00 | 270.8733 | 1.624 | 82.5386 | 57.3574 | 12.5 | 12.5 | 29.7 | 17.1 | 20 | 20 | 20 | 13 | 0 | 0 | 0 | 0 | 11 | 0 | 26 | 0 | 52.4467 | 0 | 73.8718
2014-10-17 11:00:00 | 269.356 | 2.784 | 94.9947 | 66.0133 | 12.5 | 12.5 | 29.7 | 17.1 | 20 | 20 | 20 | 13 | 0 | 0 | 0 | 0 | 11 | 0 | 26 | 0 | 76.236 | 0 | 150.1078
2014-10-17 12:00:00 | 268.9192 | 3.248 | 101.9756 | 70.8644 | 12.5 | 12.5 | 29.7 | 17.1 | 20 | 20 | 20 | 13 | 0 | 0 | 0 | 0 | 11 | 0 | 26 | 0 | 88.9688 | 0 | 239.0765
2014-10-17 13:00:00 | 265.9077 | 3.248 | 102.2494 | 71.0546 | 12.5 | 12.5 | 29.7 | 17.1 | 20 | 20 | 20 | 13 | 0 | 0 | 0 | 0 | 11 | 0 | 26 | 0 | 92.4443 | 0 | 331.5208
2014-10-17 14:00:00 | 262.2526 | 3.016 | 95.816 | 66.584 | 12.5 | 12.5 | 29.7 | 17.1 | 20 | 20 | 20 | 13 | 0 | 0 | 0 | 0 | 11 | 0 | 26 | 0 | 84.9634 | 0 | 416.4842
2014-10-17 15:00:00 | 257.0572 | 2.784 | 82.2649 | 57.1671 | 12.5 | 12.5 | 29.7 | 17.1 | 20 | 20 | 20 | 13 | 0 | 0 | 0 | 0 | 11 | 0 | 26 | 0 | 66.9588 | 0 | 483.443
2014-10-17 16:00:00 | 250.8043 | 3.016 | 62.691 | 43.565 | 12.5 | 12.5 | 29.7 | 17.1 | 20 | 20 | 20 | 13 | 0 | 0 | 0 | 0 | 11 | 0 | 26 | 0 | 40.2677 | 0 | 523.7107
2014-10-17 17:00:00 | 252.9652 | 3.944 | 35.8626 | 24.9214 | 12.5 | 12.5 | 29.7 | 17.1 | 20 | 20 | 20 | 13 | 0 | 0 | 0 | 0 | 11 | 0 | 26 | 0 | 0 | 6.4372 | 517.2734
2014-10-17 18:00:00 | 285.5399 | 3.944 | 5.3383 | 3.7097 | 12.5 | 12.5 | 29.7 | 17.1 | 20 | 20 | 20 | 13 | 0 | 0 | 0 | 0 | 11 | 0 | 26 | 0 | 0 | 90.7479 | 426.5255
2014-10-17 19:00:00 | 283.379 | 3.712 | 0 | 0 | 12.5 | 12.5 | 29.7 | 17.1 | 20 | 20 | 20 | 13 | 0 | 0 | 0 | 0 | 11 | 0 | 26 | 0 | 0 | 97.867 | 328.6585
2014-10-17 20:00:00 | 272.5974 | 3.248 | 0 | 0 | 12.5 | 12.5 | 29.7 | 17.1 | 20 | 20 | 20 | 13 | 0 | 0 | 0 | 0 | 11 | 0 | 26 | 0 | 0 | 87.5494 | 241.1091
2014-10-17 21:00:00 | 255.333 | 2.784 | 0 | 0 | 12.5 | 12.5 | 29.7 | 17.1 | 20 | 20 | 20 | 13 | 0 | 0 | 0 | 0 | 11 | 0 | 26 | 0 | 0 | 70.749 | 170.3601
2014-10-17 22:00:00 | 246.7124 | 1.16 | 0 | 0 | 12.5 | 12.5 | 29.7 | 17.1 | 20 | 20 | 20 | 13 | 0 | 0 | 0 | 0 | 11 | 0 | 26 | 0 | 0 | 63.7524 | 106.6077
2014-10-17 23:00:00 | 232.2756 | 0.928 | 0 | 0 | 12.5 | 12.5 | 29.7 | 17.1 | 20 | 20 | 20 | 13 | 0 | 0 | 0 | 0 | 11 | 0 | 26 | 0 | 0 | 49.5476 | 57.0601
2014-10-18 00:00:00 | 214.3676 | 0.464 | 0 | 0 | 12.5 | 12.5 | 29.7 | 17.1 | 20 | 20 | 20 | 13 | 0 | 0 | 0 | 0 | 11 | 0 | 26 | 0 | 0 | 32.1036 | 24.9565
2014-10-18 01:00:00 | 209.8388 | 0.232 | 0 | 0 | 12.5 | 12.5 | 29.7 | 17.1 | 20 | 20 | 20 | 13 | 0 | 0 | 2.8503 | 0 | 11 | 0 | 26 | 0 | 0 | 24.9565 | 0
2014-10-18 02:00:00 | 202.2986 | 0 | 0 | 0 | 12.5 | 12.5 | 29.7 | 17.1 | 20 | 20 | 20 | 13 | 0 | 0 | 0 | 0 | 11 | 20.4986 | 26 | 0 | 0 | 0 | 0
2014-10-18 03:00:00 | 202.2986 | 0 | 0 | 0 | 12.5 | 12.5 | 29.7 | 17.1 | 20 | 20 | 20 | 13 | 0 | 20.4986 | 0 | 0 | 11 | 0 | 26 | 0 | 0 | 0 | 0
2014-10-18 04:00:00 | 207.8848 | 0 | 0 | 0 | 12.5 | 12.5 | 29.7 | 17.1 | 20 | 20 | 20 | 13 | 0 | 26.0848 | 0 | 0 | 11 | 0 | 26 | 0 | 0 | 0 | 0
2014-10-18 05:00:00 | 227.7469 | 0 | 0 | 0 | 12.5 | 12.5 | 29.7 | 17.1 | 20 | 20 | 20 | 13 | 0 | 29.7 | 0 | 13 | 11 | 3.2469 | 26 | 0 | 0 | 0 | 0
2014-10-18 06:00:00 | 242.1836 | 0 | 0 | 0 | 12.5 | 12.5 | 29.7 | 17.1 | 20 | 20 | 20 | 13 | 21 | 0 | 0 | 0 | 11 | 0 | 26 | 39.3836 | 0 | 0 | 0
2014-10-18 07:00:00 | 272.8043 | 0 | 6.844 | 4.756 | 12.5 | 12.5 | 29.7 | 17.1 | 20 | 20 | 20 | 13 | 0 | 29.7 | 11.7043 | 13 | 11 | 25 | 26 | 0 | 0 | 0 | 0
2014-10-18 08:00:00 | 300.2066 | 0 | 35.1782 | 24.4458 | 12.5 | 12.5 | 29.7 | 17.1 | 20 | 20 | 20 | 13 | 0 | 0 | 12.5 | 13 | 11 | 0 | 26 | 33.2826 | 0 | 0 | 0
2014-10-18 09:00:00 | 313.1261 | 0 | 61.8698 | 42.9942 | 12.5 | 12.5 | 29.7 | 17.1 | 20 | 20 | 20 | 13 | 0 | 0 | 0 | 0 | 11 | 0 | 26 | 26.4621 | 0 | 0 | 0
2014-10-18 10:00:00 | 317.4479 | 0.696 | 81.8542 | 56.8818 | 12.5 | 12.5 | 29.7 | 17.1 | 20 | 20 | 20 | 13 | 0 | 0 | 0 | 0 | 11 | 0 | 26 | 0 | 3.7841 | 0 | 3.7841
2014-10-18 11:00:00 | 319.6088 | 1.856 | 94.0366 | 65.3474 | 12.5 | 12.5 | 29.7 | 17.1 | 20 | 20 | 20 | 13 | 0 | 0 | 0 | 0 | 11 | 0 | 26 | 0 | 23.4312 | 0 | 27.2152
2014-10-18 12:00:00 | 319.6088 | 2.088 | 101.4281 | 70.4839 | 12.5 | 12.5 | 29.7 | 17.1 | 20 | 20 | 20 | 13 | 0 | 0 | 0 | 0 | 11 | 0 | 26 | 0 | 36.1912 | 0 | 63.4064
2014-10-18 13:00:00 | 322.8502 | 2.32 | 100.7437 | 70.0083 | 12.5 | 12.5 | 29.7 | 17.1 | 20 | 20 | 20 | 13 | 0 | 0 | 0 | 0 | 11 | 0 | 26 | 0 | 32.0218 | 0 | 95.4282
2014-10-18 14:00:00 | 315.287 | 2.088 | 93.7628 | 65.1572 | 12.5 | 12.5 | 29.7 | 17.1 | 20 | 20 | 20 | 13 | 0 | 0 | 0 | 0 | 11 | 0 | 26 | 0 | 27.521 | 0 | 122.9492
2014-10-18 15:00:00 | 306.6663 | 1.624 | 78.5691 | 54.5989 | 12.5 | 12.5 | 29.7 | 17.1 | 20 | 20 | 20 | 13 | 0 | 0 | 0 | 0 | 11 | 0 | 26 | 0 | 9.9257 | 0 | 132.8749
2014-10-18 16:00:00 | 284.8962 | 2.088 | 57.9002 | 40.2358 | 12.5 | 12.5 | 29.7 | 17.1 | 20 | 20 | 20 | 13 | 0 | 0 | 0 | 0 | 11 | 0 | 26 | 0 | 0 | 2.8722 | 130.0026
2014-10-18 17:00:00 | 276.2526 | 3.248 | 31.7562 | 22.0678 | 12.5 | 12.5 | 29.7 | 17.1 | 20 | 20 | 20 | 13 | 0 | 0 | 0 | 0 | 11 | 0 | 26 | 0 | 0 | 37.3806 | 92.6221
2014-10-18 18:00:00 | 306.2295 | 5.104 | 4.1064 | 2.8536 | 12.5 | 12.5 | 29.7 | 17.1 | 20 | 20 | 20 | 13 | 19.7435 | 0 | 0 | 0 | 11 | 0 | 26 | 0 | 0 | 92.6221 | 0
2014-10-18 19:00:00 | 301.287 | 6.728 | 0 | 0 | 12.5 | 12.5 | 29.7 | 17.1 | 20 | 20 | 20 | 13 | 0 | 0 | 0 | 0 | 11 | 0 | 26 | 112.759 | 0 | 0 | 0
2014-10-18 20:00:00 | 286.1836 | 7.424 | 0 | 0 | 12.5 | 12.5 | 29.7 | 17.1 | 20 | 20 | 20 | 13 | 0 | 0 | 0 | 0 | 11 | 0 | 26 | 96.9596 | 0 | 0 | 0
2014-10-18 21:00:00 | 265.7009 | 6.96 | 0 | 0 | 12.5 | 12.5 | 29.7 | 17.1 | 20 | 20 | 20 | 13 | 0 | 0 | 0 | 0 | 11 | 0 | 26 | 76.9409 | 0 | 0 | 0
2014-10-18 22:00:00 | 243.0572 | 4.872 | 0 | 0 | 12.5 | 12.5 | 29.7 | 17.1 | 20 | 20 | 20 | 13 | 0 | 0 | 0 | 0 | 11 | 0 | 26 | 56.3852 | 0 | 0 | 0
2014-10-18 23:00:00 | 231.1951 | 3.48 | 0 | 0 | 12.5 | 12.5 | 29.7 | 17.1 | 20 | 20 | 20 | 13 | 0 | 20.9151 | 0 | 0 | 11 | 25 | 26 | 0 | 0 | 0 | 0
2014-10-19 00:00:00 | 214.3676 | 2.784 | 0 | 0 | 12.5 | 12.5 | 29.7 | 17.1 | 20 | 20 | 20 | 13 | 0 | 4.7836 | 0 | 0 | 11 | 25 | 26 | 0 | 0 | 0 | 0
2014-10-19 01:00:00 | 209.8388 | 2.32 | 0 | 0 | 12.5 | 12.5 | 29.7 | 17.1 | 20 | 20 | 20 | 13 | 0 | 25.7188 | 0 | 0 | 11 | 0 | 26 | 0 | 0 | 0 | 0
2014-10-19 02:00:00 | 202.2986 | 1.624 | 0 | 0 | 12.5 | 12.5 | 29.7 | 17.1 | 20 | 20 | 20 | 13 | 18.8746 | 0 | 0 | 0 | 11 | 0 | 26 | 0 | 0 | 0 | 0
2014-10-19 03:00:00 | 202.2986 | 0.696 | 0 | 0 | 12.5 | 12.5 | 29.7 | 17.1 | 20 | 20 | 20 | 13 | 19.8026 | 0 | 0 | 0 | 11 | 0 | 26 | 0 | 0 | 0 | 0
2014-10-19 04:00:00 | 207.8848 | 0.232 | 0 | 0 | 12.5 | 12.5 | 29.7 | 17.1 | 20 | 20 | 20 | 13 | 0 | 0 | 0 | 0 | 11 | 0 | 26 | 25.8528 | 0 | 0 | 0
2014-10-19 05:00:00 | 227.7469 | 0 | 0 | 0 | 12.5 | 12.5 | 29.7 | 17.1 | 20 | 20 | 20 | 13 | 8.4469 | 0 | 12.5 | 0 | 11 | 25 | 26 | 0 | 0 | 0 | 0
2014-10-19 06:00:00 | 242.1836 | 0 | 0 | 0 | 12.5 | 12.5 | 29.7 | 17.1 | 20 | 20 | 20 | 13 | 21 | 29.7 | 0 | 0 | 11 | 9.6836 | 26 | 0 | 0 | 0 | 0
2014-10-19 07:00:00 | 272.8043 | 0 | 4.6539 | 3.2341 | 12.5 | 12.5 | 29.7 | 17.1 | 20 | 20 | 20 | 13 | 0 | 0 | 0 | 0 | 11 | 0 | 26 | 83.1163 | 0 | 0 | 0
2014-10-19 08:00:00 | 300.2066 | 0 | 25.3228 | 17.5972 | 12.5 | 12.5 | 29.7 | 17.1 | 20 | 20 | 20 | 13 | 0 | 0 | 0 | 0 | 11 | 0 | 26 | 75.4866 | 0 | 0 | 0
2014-10-19 09:00:00 | 313.1261 | 0 | 46.2654 | 32.1506 | 12.5 | 12.5 | 29.7 | 17.1 | 20 | 20 | 20 | 13 | 0 | 0 | 0 | 0 | 11 | 0 | 26 | 52.9101 | 0 | 0 | 0
2014-10-19 10:00:00 | 317.4479 | 0.464 | 67.6187 | 46.9893 | 12.5 | 12.5 | 29.7 | 17.1 | 20 | 20 | 20 | 13 | 0 | 0 | 0 | 0 | 11 | 0 | 26 | 20.5759 | 0 | 0 | 0
2014-10-19 11:00:00 | 319.6088 | 2.784 | 86.5082 | 60.1158 | 12.5 | 12.5 | 29.7 | 17.1 | 20 | 20 | 20 | 13 | 0 | 0 | 0 | 0 | 11 | 0 | 26 | 0 | 11.5992 | 0 | 11.5992
2014-10-19 12:00:00 | 319.6088 | 7.192 | 95.816 | 66.584 | 12.5 | 12.5 | 29.7 | 17.1 | 20 | 20 | 20 | 13 | 0 | 0 | 0 | 0 | 11 | 0 | 26 | 0 | 31.7832 | 0 | 43.3823
2014-10-19 13:00:00 | 322.8502 | 11.6 | 94.721 | 65.823 | 12.5 | 12.5 | 29.7 | 17.1 | 20 | 20 | 20 | 13 | 0 | 0 | 0 | 0 | 11 | 0 | 26 | 0 | 31.0938 | 0 | 74.4761
2014-10-19 14:00:00 | 315.287 | 15.776 | 84.5918 | 58.7842 | 12.5 | 12.5 | 29.7 | 17.1 | 20 | 20 | 20 | 13 | 0 | 0 | 0 | 0 | 11 | 0 | 26 | 0 | 25.665 | 0 | 100.1411
2014-10-19 15:00:00 | 306.6663 | 19.488 | 62.2804 | 43.2796 | 12.5 | 12.5 | 29.7 | 17.1 | 20 | 20 | 20 | 13 | 0 | 0 | 0 | 0 | 11 | 0 | 26 | 0 | 0.18168 | 0 | 100.3228
2014-10-19 16:00:00 | 284.8962 | 22.04 | 35.0413 | 24.3507 | 12.5 | 12.5 | 29.7 | 17.1 | 20 | 20 | 20 | 13 | 0 | 0 | 0 | 0 | 11 | 0 | 26 | 0 | 0 | 21.6642 | 78.6585
2014-10-19 17:00:00 | 276.2526 | 22.504 | 14.783 | 10.273 | 12.5 | 12.5 | 29.7 | 17.1 | 20 | 20 | 20 | 13 | 0 | 0 | 0 | 0 | 11 | 0 | 26 | 0 | 0 | 46.8926 | 31.766
2014-10-19 18:00:00 | 306.2295 | 21.576 | 1.7794 | 1.2366 | 12.5 | 12.5 | 29.7 | 17.1 | 20 | 20 | 20 | 13 | 0 | 0 | 0 | 0 | 11 | 0 | 26 | 68.0716 | 0 | 31.766 | 0
2014-10-19 19:00:00 | 301.287 | 22.504 | 0 | 0 | 12.5 | 12.5 | 29.7 | 17.1 | 20 | 20 | 20 | 13 | 0 | 0 | 0 | 0 | 11 | 0 | 26 | 96.983 | 0 | 0 | 0
2014-10-19 20:00:00 | 286.1836 | 24.592 | 0 | 0 | 12.5 | 12.5 | 29.7 | 17.1 | 20 | 20 | 20 | 13 | 0 | 0 | 0 | 0 | 11 | 0 | 26 | 79.7916 | 0 | 0 | 0
2014-10-19 21:00:00 | 265.7009 | 27.376 | 0 | 0 | 12.5 | 12.5 | 29.7 | 17.1 | 20 | 20 | 20 | 13 | 19.0249 | 0 | 12.5 | 0 | 11 | 25 | 26 | 0 | 0 | 0 | 0
2014-10-19 22:00:00 | 243.0572 | 28.304 | 0 | 0 | 12.5 | 12.5 | 29.7 | 17.1 | 20 | 20 | 20 | 13 | 0 | 0 | 0 | 0 | 11 | 0 | 26 | 32.9532 | 0 | 0 | 0
2014-10-19 23:00:00 | 231.1951 | 28.768 | 0 | 0 | 12.5 | 12.5 | 29.7 | 17.1 | 20 | 20 | 20 | 13 | 20.6271 | 0 | 0 | 0 | 11 | 0 | 26 | 0 | 0 | 0 | 0
2014-10-20 00:00:00 | 214.3676 | 30.392 | 0 | 0 | 12.5 | 12.5 | 29.7 | 17.1 | 20 | 20 | 20 | 13 | 0 | 0 | 0 | 0 | 11 | 2.1756 | 26 | 0 | 0 | 0 | 0
2014-10-20 01:00:00 | 209.8388 | 28.072 | 0 | 0 | 12.5 | 12.5 | 29.7 | 17.1 | 20 | 20 | 20 | 13 | 0 | 0 | 0 | 0 | 11 | 0 | 26 | 0 | 0.033154 | 0 | 0.033154
2014-10-20 02:00:00 | 202.2986 | 21.808 | 0 | 0 | 12.5 | 12.5 | 29.7 | 17.1 | 20 | 20 | 20 | 13 | 0 | 0 | 0 | 0 | 11 | 0 | 26 | 0 | 1.3094 | 0 | 1.3425
2014-10-20 03:00:00 | 202.2986 | 15.776 | 0 | 0 | 12.5 | 12.5 | 29.7 | 17.1 | 20 | 20 | 20 | 13 | 0 | 0 | 0 | 0 | 11 | 3.3801 | 26 | 0 | 0 | 1.3425 | 0
2014-10-20 04:00:00 | 207.8848 | 10.672 | 0 | 0 | 12.5 | 12.5 | 29.7 | 17.1 | 20 | 20 | 20 | 13 | 0 | 0 | 0 | 0 | 11 | 0 | 26 | 15.4128 | 0 | 0 | 0
2014-10-20 05:00:00 | 227.7469 | 7.888 | 0 | 0 | 12.5 | 12.5 | 29.7 | 17.1 | 20 | 20 | 20 | 13 | 0 | 25.5589 | 12.5 | 0 | 11 | 0 | 26 | 0 | 0 | 0 | 0
2014-10-20 06:00:00 | 242.1836 | 8.816 | 0 | 0 | 12.5 | 12.5 | 29.7 | 17.1 | 20 | 20 | 20 | 13 | 21 | 29.7 | 0.86764 | 0 | 11 | 0 | 26 | 0 | 0 | 0 | 0
2014-10-20 07:00:00 | 272.8043 | 13.224 | 4.1064 | 2.8536 | 12.5 | 12.5 | 29.7 | 17.1 | 20 | 20 | 20 | 13 | 21 | 29.7 | 7.1203 | 13 | 11 | 0 | 26 | 0 | 0 | 0 | 0
2014-10-20 08:00:00 | 300.2066 | 19.488 | 25.4597 | 17.6923 | 12.5 | 12.5 | 29.7 | 17.1 | 20 | 20 | 20 | 13 | 0 | 0 | 0 | 0 | 11 | 0 | 26 | 55.7666 | 0 | 0 | 0
2014-10-20 09:00:00 | 313.1261 | 27.84 | 48.0449 | 33.3871 | 12.5 | 12.5 | 29.7 | 17.1 | 20 | 20 | 20 | 13 | 0 | 22.0541 | 0 | 0 | 11 | 0 | 26 | 0 | 0 | 0 | 0
2014-10-20 10:00:00 | 317.4479 | 35.496 | 68.44 | 47.56 | 12.5 | 12.5 | 29.7 | 17.1 | 20 | 20 | 20 | 13 | 0 | 0 | 0 | 0 | 11 | 0 | 26 | 0 | 15.8481 | 0 | 15.8481
2014-10-20 11:00:00 | 319.6088 | 40.368 | 80.8961 | 56.2159 | 12.5 | 12.5 | 29.7 | 17.1 | 20 | 20 | 20 | 13 | 0 | 0 | 0 | 0 | 11 | 0 | 26 | 0 | 39.6712 | 0 | 55.5192
2014-10-20 12:00:00 | 319.6088 | 41.528 | 85.8238 | 59.6402 | 12.5 | 12.5 | 29.7 | 17.1 | 20 | 20 | 20 | 13 | 0 | 0 | 0 | 0 | 11 | 0 | 26 | 0 | 49.1832 | 0 | 104.7024
2014-10-20 13:00:00 | 322.8502 | 40.368 | 81.8542 | 56.8818 | 12.5 | 12.5 | 29.7 | 17.1 | 20 | 20 | 20 | 13 | 0 | 0 | 0 | 0 | 11 | 0 | 26 | 0 | 38.0538 | 0 | 142.7562
2014-10-20 14:00:00 | 315.287 | 36.888 | 73.2308 | 50.8892 | 12.5 | 12.5 | 29.7 | 17.1 | 20 | 20 | 20 | 13 | 0 | 0 | 0 | 0 | 11 | 0 | 26 | 0 | 27.521 | 0 | 170.2772
2014-10-20 15:00:00 | 306.6663 | 34.104 | 61.8698 | 42.9942 | 12.5 | 12.5 | 29.7 | 17.1 | 20 | 20 | 20 | 13 | 0 | 0 | 0 | 0 | 11 | 0 | 26 | 0 | 14.1017 | 0 | 184.3789
2014-10-20 16:00:00 | 284.8962 | 35.264 | 44.2122 | 30.7238 | 12.5 | 12.5 | 29.7 | 17.1 | 20 | 20 | 20 | 13 | 0 | 0 | 0 | 0 | 11 | 0 | 26 | 0 | 7.1038 | 0 | 191.4826
2014-10-20 17:00:00 | 276.2526 | 38.512 | 23.8171 | 16.5509 | 12.5 | 12.5 | 29.7 | 17.1 | 20 | 20 | 20 | 13 | 0 | 0 | 0 | 0 | 11 | 0 | 26 | 0 | 0 | 15.5726 | 175.9101
2014-10-20 18:00:00 | 306.2295 | 43.152 | 3.0114 | 2.0926 | 12.5 | 12.5 | 29.7 | 17.1 | 20 | 20 | 20 | 13 | 0 | 0 | 0 | 0 | 11 | 0 | 26 | 0 | 0 | 76.1735 | 99.7365
2014-10-20 19:00:00 | 301.287 | 49.648 | 0 | 0 | 12.5 | 12.5 | 29.7 | 17.1 | 20 | 20 | 20 | 13 | 0 | 0 | 0 | 0 | 11 | 0 | 26 | 0 | 0 | 69.839 | 29.8975
2014-10-20 20:00:00 | 286.1836 | 53.592 | 0 | 0 | 12.5 | 12.5 | 29.7 | 17.1 | 20 | 20 | 20 | 13 | 20.8941 | 0 | 0 | 0 | 11 | 0 | 26 | 0 | 0 | 29.8975 | 0
2014-10-20 21:00:00 | 265.7009 | 53.824 | 0 | 0 | 12.5 | 12.5 | 29.7 | 17.1 | 20 | 20 | 20 | 13 | 0 | 0 | 0 | 0 | 11 | 0 | 26 | 30.0769 | 0 | 0 | 0
2014-10-20 22:00:00 | 243.0572 | 52.664 | 0 | 0 | 12.5 | 12.5 | 29.7 | 17.1 | 20 | 20 | 20 | 13 | 0 | 0 | 8.5932 | 0 | 11 | 0 | 26 | 0 | 0 | 0 | 0
2014-10-20 23:00:00 | 231.1951 | 51.272 | 0 | 0 | 12.5 | 12.5 | 29.7 | 17.1 | 18.1231 | 20 | 20 | 13 | 0 | 0 | 0 | 0 | 11 | 0 | 26 | 0 | 0 | 0 | 0
2014-10-21 00:00:00 | 214.3676 | 49.416 | 0 | 0 | 12.5 | 12.5 | 29.7 | 17.1 | 14.2779 | 20 | 20 | 13 | 0 | 0 | 0 | 0 | 11 | 0 | 26 | 0 | 11.1263 | 0 | 11.1263
2014-10-21 01:00:00 | 209.8388 | 44.544 | 0 | 0 | 12.5 | 12.5 | 29.7 | 17.1 | 20 | 20 | 20 | 13 | 0 | 0 | 0 | 0 | 11 | 0 | 26 | 0 | 16.5052 | 0 | 27.6314
2014-10-21 02:00:00 | 202.2986 | 39.904 | 0 | 0 | 12.5 | 12.5 | 29.7 | 17.1 | 20 | 20 | 20 | 13 | 0 | 0 | 0 | 0 | 11 | 0 | 26 | 0 | 19.4054 | 0 | 47.0368
2014-10-21 03:00:00 | 202.2986 | 35.728 | 0 | 0 | 12.5 | 12.5 | 29.7 | 17.1 | 20 | 20 | 20 | 13 | 0 | 0 | 0 | 0 | 11 | 0 | 26 | 0 | 15.2294 | 0 | 62.2662
2014-10-21 04:00:00 | 207.8848 | 33.64 | 0 | 0 | 12.5 | 12.5 | 29.7 | 17.1 | 20 | 20 | 20 | 13 | 0 | 0 | 0 | 0 | 11 | 0 | 26 | 0 | 7.5552 | 0 | 69.8214
2014-10-21 05:00:00 | 227.7469 | 36.424 | 0 | 0 | 12.5 | 12.5 | 29.7 | 17.1 | 20 | 20 | 20 | 13 | 0 | 0 | 0 | 0 | 11 | 0 | 26 | 0 | 0 | 9.5229 | 60.2985
2014-10-21 06:00:00 | 242.1836 | 43.384 | 0 | 0 | 12.5 | 12.5 | 29.7 | 17.1 | 20 | 20 | 20 | 13 | 0 | 0 | 0 | 0 | 11 | 0 | 26 | 0 | 0 | 16.9996 | 43.2989
2014-10-21 07:00:00 | 272.8043 | 52.664 | 4.1064 | 2.8536 | 12.5 | 12.5 | 29.7 | 17.1 | 20 | 20 | 20 | 13 | 0 | 0 | 0 | 0 | 11 | 0 | 26 | 0 | 0 | 31.3803 | 11.9186
2014-10-21 08:00:00 | 300.2066 | 61.944 | 26.281 | 18.263 | 12.5 | 12.5 | 29.7 | 17.1 | 20 | 20 | 20 | 13 | 0 | 0 | 0 | 0 | 11 | 0 | 26 | 0 | 0 | 11.9186 | 0
2014-10-21 09:00:00 | 313.1261 | 71.688 | 52.9726 | 36.8114 | 12.5 | 12.5 | 29.7 | 17.1 | 9.8541 | 0 | 20 | 13 | 0 | 0 | 0 | 0 | 11 | 0 | 26 | 0 | 0 | 0 | 0
2014-10-21 10:00:00 | 317.4479 | 82.36 | 72.1358 | 50.1282 | 12.5 | 12.5 | 29.7 | 17.1 | 0 | 0 | 0 | 13 | 0 | 0 | 0 | 0 | 11 | 0 | 26 | 0 | 8.9761 | 0 | 8.9761
2014-10-21 11:00:00 | 319.6088 | 91.408 | 85.1394 | 59.1646 | 12.5 | 12.5 | 29.7 | 17.1 | 0 | 0 | 0 | 13 | 0 | 0 | 0 | 0 | 11 | 0 | 26 | 0 | 37.9032 | 0 | 46.8792
2014-10-21 12:00:00 | 319.6088 | 100.224 | 90.7514 | 63.0646 | 12.5 | 12.5 | 29.7 | 17.1 | 0 | 0 | 0 | 13 | 0 | 0 | 0 | 0 | 11 | 0 | 26 | 0 | 56.2312 | 0 | 103.1104
2014-10-21 13:00:00 | 322.8502 | 107.88 | 88.0138 | 61.1622 | 12.5 | 12.5 | 29.7 | 17.1 | 0 | 0 | 0 | 13 | 0 | 0 | 0 | 0 | 11 | 0 | 26 | 0 | 56.0058 | 0 | 159.1162
2014-10-21 14:00:00 | 315.287 | 112.52 | 79.1166 | 54.9794 | 12.5 | 12.5 | 29.7 | 17.1 | 0 | 0 | 0 | 13 | 0 | 0 | 0 | 0 | 11 | 0 | 26 | 0 | 53.129 | 0 | 212.2452
2014-10-21 15:00:00 | 306.6663 | 112.056 | 62.691 | 43.565 | 12.5 | 12.5 | 29.7 | 17.1 | 0 | 0 | 0 | 13 | 0 | 0 | 0 | 0 | 11 | 0 | 26 | 0 | 33.4457 | 0 | 245.6909
2014-10-21 16:00:00 | 284.8962 | 108.344 | 43.6647 | 30.3433 | 12.5 | 12.5 | 29.7 | 17.1 | 0 | 0 | 0 | 13 | 0 | 0 | 0 | 0 | 11 | 0 | 26 | 0 | 19.2558 | 0 | 264.9466
2014-10-21 17:00:00 | 276.2526 | 103.704 | 24.5015 | 17.0265 | 12.5 | 12.5 | 29.7 | 17.1 | 0 | 0 | 0 | 13 | 0 | 0 | 0 | 0 | 11 | 0 | 26 | 0 | 0 | 9.2206 | 255.7261
2014-10-21 18:00:00 | 306.2295 | 98.832 | 3.422 | 2.378 | 12.5 | 12.5 | 29.7 | 17.1 | 0 | 0 | 0 | 13 | 0 | 0 | 0 | 0 | 11 | 0 | 26 | 0 | 0 | 79.7975 | 175.9285
2014-10-21 19:00:00 | 301.287 | 96.048 | 0 | 0 | 12.5 | 12.5 | 29.7 | 17.1 | 0 | 0 | 0 | 13 | 0 | 0 | 0 | 0 | 11 | 0 | 26 | 0 | 0 | 83.439 | 92.4895
2014-10-21 20:00:00 | 286.1836 | 91.64 | 0 | 0 | 12.5 | 12.5 | 29.7 | 17.1 | 0 | 0 | 17.3731 | 13 | 0 | 0 | 0 | 0 | 11 | 0 | 26 | 0 | 0 | 55.3705 | 37.119
2014-10-21 21:00:00 | 265.7009 | 84.448 | 0 | 0 | 12.5 | 12.5 | 29.7 | 17.1 | 20 | 19.4529 | 20 | 13 | 0 | 0 | 0 | 0 | 11 | 0 | 26 | 0 | 0 | 0 | 37.119
2014-10-21 22:00:00 | 243.0572 | 77.488 | 0 | 0 | 12.5 | 12.5 | 29.7 | 17.1 | 20 | 3.7692 | 20 | 13 | 0 | 0 | 0 | 0 | 11 | 0 | 26 | 0 | 0 | 0 | 37.119
2014-10-21 23:00:00 | 231.1951 | 72.616 | 0 | 0 | 12.5 | 12.5 | 29.7 | 17.1 | 20 | 20 | 20 | 13 | 0 | 0 | 0 | 0 | 11 | 0 | 26 | 0 | 23.2209 | 0 | 60.3399
2014-10-22 00:00:00 | 214.3676 | 68.672 | 0 | 0 | 12.5 | 12.5 | 29.7 | 17.1 | 20 | 20 | 20 | 13 | 0 | 0 | 0 | 0 | 11 | 0 | 26 | 0 | 36.1044 | 0 | 96.4443
2014-10-22 01:00:00 | 209.8388 | 63.8 | 0 | 0 | 12.5 | 12.5 | 29.7 | 17.1 | 20 | 20 | 20 | 13 | 0 | 0 | 0 | 0 | 11 | 0 | 26 | 0 | 35.7612 | 0 | 132.2055
2014-10-22 02:00:00 | 202.2986 | 56.376 | 0 | 0 | 12.5 | 12.5 | 29.7 | 17.1 | 20 | 20 | 20 | 13 | 0 | 0 | 0 | 0 | 11 | 0 | 26 | 0 | 35.8774 | 0 | 168.0828
2014-10-22 03:00:00 | 202.2986 | 48.952 | 0 | 0 | 12.5 | 12.5 | 29.7 | 17.1 | 20 | 20 | 20 | 13 | 0 | 0 | 0 | 0 | 11 | 0 | 26 | 0 | 28.4534 | 0 | 196.5362
2014-10-22 04:00:00 | 207.8848 | 43.384 | 0 | 0 | 12.5 | 12.5 | 29.7 | 17.1 | 20 | 20 | 20 | 13 | 0 | 0 | 0 | 0 | 11 | 0 | 26 | 0 | 17.2992 | 0 | 213.8354
2014-10-22 05:00:00 | 227.7469 | 39.44 | 0 | 0 | 12.5 | 12.5 | 29.7 | 17.1 | 20 | 20 | 20 | 13 | 0 | 0 | 0 | 0 | 11 | 0 | 26 | 0 | 0 | 6.5069 | 207.3285
2014-10-22 06:00:00 | 242.1836 | 35.96 | 0 | 0 | 12.5 | 12.5 | 29.7 | 17.1 | 20 | 20 | 20 | 13 | 0 | 0 | 0 | 0 | 11 | 0 | 26 | 0 | 0 | 24.4236 | 182.9049
2014-10-22 07:00:00 | 272.8043 | 32.248 | 1.7794 | 1.2366 | 12.5 | 12.5 | 29.7 | 17.1 | 20 | 20 | 20 | 13 | 0 | 0 | 0 | 0 | 11 | 0 | 26 | 0 | 0 | 55.7403 | 127.1646
2014-10-22 08:00:00 | 300.2066 | 32.944 | 13.0036 | 9.0364 | 12.5 | 12.5 | 29.7 | 17.1 | 20 | 20 | 20 | 13 | 0 | 0 | 0 | 0 | 11 | 0 | 26 | 0 | 0 | 63.4226 | 63.742
2014-10-22 09:00:00 | 313.1261 | 39.904 | 26.6916 | 18.5484 | 12.5 | 12.5 | 29.7 | 17.1 | 20 | 20 | 20 | 13 | 0 | 0 | 0 | 0 | 11 | 0 | 26 | 0 | 0 | 46.1821 | 17.5599
2014-10-22 10:00:00 | 317.4479 | 52.664 | 38.6002 | 26.8238 | 12.5 | 12.5 | 29.7 | 17.1 | 20 | 20 | 20 | 13 | 0 | 0 | 0 | 0 | 11 | 0 | 26 | 0 | 0 | 17.5599 | 0
2014-10-22 11:00:00 | 319.6088 | 79.576 | 45.7179 | 31.7701 | 12.5 | 12.5 | 29.7 | 17.1 | 20 | 20 | 0.74484 | 13 | 0 | 0 | 0 | 0 | 11 | 0 | 26 | 0 | 0 | 0 | 0
2014-10-22 12:00:00 | 319.6088 | 111.592 | 48.5924 | 33.7676 | 12.5 | 12.5 | 29.7 | 17.1 | 3.8568 | 0 | 0 | 13 | 0 | 0 | 0 | 0 | 11 | 0 | 26 | 0 | 0 | 0 | 0
2014-10-22 13:00:00 | 322.8502 | 133.864 | 47.2236 | 32.8164 | 12.5 | 12.5 | 29.7 | 17.1 | 0 | 0 | 0 | 13 | 0 | 0 | 0 | 0 | 11 | 0 | 26 | 0 | 12.8538 | 0 | 12.8538
2014-10-22 14:00:00 | 315.287 | 137.112 | 43.2541 | 30.0579 | 12.5 | 12.5 | 29.7 | 17.1 | 0 | 0 | 0 | 13 | 0 | 0 | 0 | 0 | 11 | 0 | 26 | 0 | 16.937 | 0 | 29.7908
2014-10-22 15:00:00 | 306.6663 | 129.92 | 30.1136 | 20.9264 | 12.5 | 12.5 | 29.7 | 17.1 | 3.9063 | 0 | 0 | 13 | 0 | 0 | 0 | 0 | 11 | 0 | 26 | 0 | 0 | 0 | 29.7908
2014-10-22 16:00:00 | 284.8962 | 122.496 | 20.1214 | 13.9826 | 12.5 | 12.5 | 29.7 | 17.1 | 6.4962 | 0 | 0 | 13 | 0 | 0 | 0 | 0 | 11 | 0 | 26 | 0 | 0 | 0 | 29.7908
2014-10-22 17:00:00 | 276.2526 | 115.768 | 7.3915 | 5.1365 | 12.5 | 12.5 | 29.7 | 17.1 | 20 | 10.5379 | 0 | 13 | 0 | 0 | 0 | 0 | 11 | 0 | 26 | 0 | 4.3814 | 0 | 34.1722
2014-10-22 18:00:00 | 306.2295 | 109.04 | 0.54752 | 0.38048 | 12.5 | 12.5 | 29.7 | 17.1 | 20 | 20 | 20 | 13 | 0 | 0 | 0 | 0 | 11 | 0 | 26 | 0 | 0 | 14.4615 | 19.7106
2014-10-22 19:00:00 | 301.287 | 104.632 | 0 | 0 | 12.5 | 12.5 | 29.7 | 17.1 | 20 | 20 | 20 | 13 | 0 | 0 | 0 | 0 | 11 | 0 | 26 | 0 | 0 | 14.855 | 4.8556
2014-10-22 20:00:00 | 286.1836 | 99.528 | 0 | 0 | 12.5 | 12.5 | 29.7 | 17.1 | 20 | 20 | 20 | 13 | 0 | 0 | 0 | 0 | 11 | 0 | 26 | 0 | 0 | 4.8556 | 0
2014-10-22 21:00:00 | 265.7009 | 90.712 | 0 | 0 | 12.5 | 12.5 | 29.7 | 17.1 | 13.1889 | 20 | 20 | 13 | 0 | 0 | 0 | 0 | 11 | 0 | 26 | 0 | 0 | 0 | 0
2014-10-22 22:00:00 | 243.0572 | 83.984 | 0 | 0 | 12.5 | 12.5 | 29.7 | 17.1 | 20 | 17.2732 | 0 | 13 | 0 | 0 | 0 | 0 | 11 | 0 | 26 | 0 | 0 | 0 | 0
2014-10-22 23:00:00 | 231.1951 | 82.36 | 0 | 0 | 12.5 | 12.5 | 29.7 | 17.1 | 20 | 20 | 13.2614 | 13 | 0 | 0 | 0 | 0 | 11 | 0 | 26 | 0 | 26.2263 | 0 | 26.2263
2014-10-23 00:00:00 | 219.54 | 97.44 | 0 | 0 | 12.5 | 12.5 | 29.7 | 17.1 | 20 | 20 | 20 | 13 | 0 | 0 | 0 | 0 | 11 | 0 | 26 | 0 | 59.7 | 0 | 85.9263
2014-10-23 01:00:00 | 211.563 | 106.024 | 0 | 0 | 12.5 | 12.5 | 29.7 | 17.1 | 20 | 20 | 20 | 13 | 0 | 0 | 0 | 0 | 11 | 0 | 26 | 0 | 76.261 | 0 | 162.1873
2014-10-23 02:00:00 | 210.9193 | 68.208 | 0 | 0 | 12.5 | 12.5 | 29.7 | 17.1 | 20 | 20 | 20 | 13 | 0 | 0 | 0 | 0 | 11 | 0 | 26 | 0 | 39.0887 | 0 | 201.276
2014-10-23 03:00:00 | 205.3101 | 42.456 | 0 | 0 | 12.5 | 12.5 | 29.7 | 17.1 | 20 | 20 | 20 | 13 | 0 | 0 | 0 | 0 | 11 | 0 | 26 | 0 | 18.9459 | 0 | 220.2219
2014-10-23 04:00:00 | 200.7814 | 37.816 | 0 | 0 | 12.5 | 12.5 | 29.7 | 17.1 | 20 | 20 | 20 | 13 | 0 | 0 | 0 | 0 | 11 | 0 | 26 | 0 | 18.8346 | 0 | 239.0565
2014-10-23 05:00:00 | 205.1032 | 32.48 | 0 | 0 | 12.5 | 12.5 | 29.7 | 17.1 | 20 | 20 | 20 | 13 | 0 | 0 | 0 | 0 | 11 | 0 | 26 | 0 | 9.1768 | 0 | 248.2333
2014-10-23 06:00:00 | 202.9423 | 28.304 | 0 | 0 | 12.5 | 12.5 | 29.7 | 17.1 | 20 | 20 | 20 | 13 | 0 | 0 | 0 | 0 | 11 | 0 | 26 | 0 | 7.1617 | 0 | 255.395
2014-10-23 07:00:00 | 229.0342 | 28.304 | 1.095 | 0.76096 | 12.5 | 12.5 | 29.7 | 17.1 | 20 | 20 | 20 | 13 | 0 | 0 | 0 | 0 | 11 | 0 | 26 | 0 | 0 | 17.0742 | 238.3208
2014-10-23 08:00:00 | 253.6089 | 28.072 | 10.4029 | 7.2291 | 12.5 | 12.5 | 29.7 | 17.1 | 20 | 20 | 20 | 13 | 0 | 0 | 0 | 0 | 11 | 0 | 26 | 0 | 0 | 26.1049 | 212.2159
2014-10-23 09:00:00 | 265.471 | 27.144 | 22.7221 | 15.7899 | 12.5 | 12.5 | 29.7 | 17.1 | 20 | 20 | 20 | 13 | 0 | 0 | 0 | 0 | 11 | 0 | 26 | 0 | 0 | 18.015 | 194.2009
2014-10-23 10:00:00 | 270.8733 | 29.464 | 35.4519 | 24.6361 | 12.5 | 12.5 | 29.7 | 17.1 | 20 | 20 | 20 | 13 | 0 | 0 | 0 | 0 | 11 | 0 | 26 | 0 | 0.47874 | 0 | 194.6796
2014-10-23 11:00:00 | 269.356 | 37.352 | 45.9917 | 31.9603 | 12.5 | 12.5 | 29.7 | 17.1 | 20 | 20 | 20 | 13 | 0 | 0 | 0 | 0 | 11 | 0 | 26 | 0 | 27.748 | 0 | 222.4276
2014-10-23 12:00:00 | 268.9192 | 45.704 | 48.0449 | 33.3871 | 12.5 | 12.5 | 29.7 | 17.1 | 20 | 20 | 20 | 13 | 0 | 0 | 0 | 0 | 11 | 0 | 26 | 0 | 40.0168 | 0 | 262.4444
2014-10-23 13:00:00 | 265.9077 | 51.968 | 43.6647 | 30.3433 | 12.5 | 12.5 | 29.7 | 17.1 | 20 | 20 | 20 | 13 | 0 | 0 | 0 | 0 | 11 | 0 | 26 | 0 | 41.8683 | 0 | 304.3126
2014-10-23 14:00:00 | 262.2526 | 56.376 | 39.6952 | 27.5848 | 12.5 | 12.5 | 29.7 | 17.1 | 20 | 20 | 20 | 13 | 0 | 0 | 0 | 0 | 11 | 0 | 26 | 0 | 43.2034 | 0 | 347.516
2014-10-23 15:00:00 | 257.0572 | 54.288 | 26.8285 | 18.6435 | 12.5 | 12.5 | 29.7 | 17.1 | 20 | 20 | 20 | 13 | 0 | 0 | 0 | 0 | 11 | 0 | 26 | 0 | 24.5028 | 0 | 372.0189
2014-10-23 16:00:00 | 250.8043 | 43.152 | 15.7412 | 10.9388 | 12.5 | 12.5 | 29.7 | 17.1 | 20 | 20 | 20 | 13 | 0 | 0 | 0 | 0 | 11 | 0 | 26 | 0 | 0.82768 | 0 | 372.8465
2014-10-23 17:00:00 | 252.9652 | 29.232 | 5.8858 | 4.0902 | 12.5 | 12.5 | 29.7 | 17.1 | 20 | 20 | 20 | 13 | 0 | 0 | 0 | 0 | 11 | 0 | 26 | 0 | 0 | 31.9572 | 340.8893
2014-10-23 18:00:00 | 285.5399 | 19.488 | 0.41064 | 0.28536 | 12.5 | 12.5 | 29.7 | 17.1 | 20 | 20 | 20 | 13 | 0 | 0 | 0 | 0 | 11 | 0 | 26 | 0 | 0 | 83.5559 | 257.3334
2014-10-23 19:00:00 | 283.379 | 18.328 | 0 | 0 | 12.5 | 12.5 | 29.7 | 17.1 | 20 | 20 | 20 | 13 | 0 | 0 | 0 | 0 | 11 | 0 | 26 | 0 | 0 | 83.251 | 174.0824
2014-10-23 20:00:00 | 272.5974 | 20.184 | 0 | 0 | 12.5 | 12.5 | 29.7 | 17.1 | 20 | 20 | 20 | 13 | 0 | 0 | 0 | 0 | 11 | 0 | 26 | 0 | 0 | 70.6134 | 103.469
2014-10-23 21:00:00 | 255.333 | 23.664 | 0 | 0 | 12.5 | 12.5 | 29.7 | 17.1 | 20 | 20 | 20 | 13 | 0 | 0 | 0 | 0 | 11 | 0 | 26 | 0 | 0 | 49.869 | 53.6
2014-10-23 22:00:00 | 246.7124 | 28.072 | 0 | 0 | 12.5 | 12.5 | 29.7 | 17.1 | 20 | 20 | 20 | 13 | 0 | 0 | 0 | 0 | 11 | 0 | 26 | 0 | 0 | 36.8404 | 16.7596
2014-10-23 23:00:00 | 232.2756 | 33.872 | 0 | 0 | 12.5 | 12.5 | 29.7 | 17.1 | 20 | 20 | 20 | 13 | 0 | 0 | 0 | 0 | 11 | 0 | 26 | 0 | 0 | 16.6036 | 0.15598
2014-10-24 00:00:00 | 219.54 | 37.584 | 0 | 0 | 12.5 | 12.5 | 29.7 | 17.1 | 20 | 20 | 20 | 13 | 0 | 0 | 0 | 0 | 11 | 0 | 26 | 0 | 0 | 0.15598 | 0
2014-10-24 01:00:00 | 211.563 | 37.584 | 0 | 0 | 12.5 | 12.5 | 29.7 | 17.1 | 20 | 12.179 | 20 | 13 | 0 | 0 | 0 | 0 | 11 | 0 | 26 | 0 | 0 | 0 | 0
2014-10-24 02:00:00 | 210.9193 | 36.656 | 0 | 0 | 12.5 | 12.5 | 29.7 | 17.1 | 20 | 20 | 12.4633 | 13 | 0 | 0 | 0 | 0 | 11 | 0 | 26 | 0 | 0 | 0 | 0
2014-10-24 03:00:00 | 205.3101 | 37.584 | 0 | 0 | 12.5 | 12.5 | 29.7 | 17.1 | 20 | 20 | 5.9261 | 13 | 0 | 0 | 0 | 0 | 11 | 0 | 26 | 0 | 0 | 0 | 0
2014-10-24 04:00:00 | 200.7814 | 38.744 | 0 | 0 | 12.5 | 12.5 | 29.7 | 17.1 | 20 | 20 | 0.23738 | 13 | 0 | 0 | 0 | 0 | 11 | 0 | 26 | 0 | 0 | 0 | 0
2014-10-24 05:00:00 | 205.1032 | 43.616 | 0 | 0 | 12.5 | 12.5 | 29.7 | 17.1 | 0 | 19.6872 | 20 | 13 | 0 | 0 | 0 | 0 | 11 | 0 | 26 | 0 | 0 | 0 | 0
2014-10-24 06:00:00 | 202.9423 | 51.04 | 0 | 0 | 12.5 | 12.5 | 29.7 | 17.1 | 10.1023 | 0 | 20 | 13 | 0 | 0 | 0 | 0 | 11 | 0 | 26 | 0 | 0 | 0 | 0
2014-10-24 07:00:00 | 229.0342 | 59.16 | 2.4638 | 1.7122 | 12.5 | 12.5 | 29.7 | 17.1 | 20 | 3.8982 | 20 | 13 | 0 | 0 | 0 | 0 | 11 | 0 | 26 | 0 | 0 | 0 | 0
2014-10-24 08:00:00 | 253.6089 | 67.976 | 19.1632 | 13.3168 | 12.5 | 12.5 | 29.7 | 17.1 | 0 | 20 | 11.3529 | 13 | 0 | 0 | 0 | 0 | 11 | 0 | 26 | 0 | 0 | 0 | 0

## Scenario_14
time/hrs | BB_bus_el | BB_utility_scale_wind | BB_utility_scale_solar | BB_distributed_scale_solar | BB_pp_SG_LSD_D10 | BB_pp_SG_LSG_D12 | BB_pp_SG_LSD_D13 | BB_pp_SG_LSD_D14 | BB_pp_SG_LSD_D15 | BB_pp_SG_MSD_D17 | BB_pp_GR_SCGT_GT02 | BB_pp_SW_SCGT_GT03 | BB_pp_SW_SCGT_GT04 | BB_pp_SW_SCGT_GT06 | BB_pp_SW_SCGT_GT05 | BB_pp_OCGT_GT20 | BB_pp_WTE_combustion | BB_pp_bagasse | BB_pp_anaerobic_digestion | BB_shortage | from: BB_bus_el - to -BB_storage_pumped_hydro | from: BB_storage_pumped_hydro- to - BB_bus_el | from BB_storage_pumped_hydro- to- nan (Capacity)
2014-10-17 08:00:00 | 253.6089 | 0 | 32.8193 | 22.8067 | 12.5 | 12.5 | 12.5 | 29.7 | 0 | 0 | 13 | 13 | 20 | 20 | 20 | 0 | 11 | 25 | 0 | 8.7829 | 0 | 0 | 0
2014-10-17 09:00:00 | 265.471 | 0.219 | 58.4029 | 40.5851 | 12.5 | 12.5 | 12.5 | 29.7 | 0 | 0 | 13 | 13 | 20 | 20 | 20 | 0 | 11 | 25 | 0 | 0 | 32.074 | 0 | 32.074
2014-10-17 10:00:00 | 270.8733 | 1.533 | 77.9136 | 54.1434 | 12.5 | 12.5 | 12.5 | 29.7 | 0 | 0 | 13 | 13 | 20 | 20 | 20 | 0 | 11 | 25 | 0 | 0 | 68.2767 | 0 | 100.3508
2014-10-17 11:00:00 | 269.356 | 2.628 | 89.6717 | 62.3143 | 12.5 | 12.5 | 12.5 | 29.7 | 0 | 0 | 13 | 13 | 20 | 20 | 20 | 0 | 11 | 25 | 0 | 0 | 95.234 | 0 | 195.5848
2014-10-17 12:00:00 | 268.9192 | 3.066 | 96.2614 | 66.8936 | 12.5 | 12.5 | 12.5 | 29.7 | 0 | 0 | 13 | 13 | 20 | 20 | 20 | 0 | 11 | 25 | 0 | 0 | 109.7158 | 0 | 305.3005
2014-10-17 13:00:00 | 265.9077 | 3.066 | 96.5199 | 67.0731 | 12.5 | 12.5 | 12.5 | 29.7 | 0 | 0 | 13 | 13 | 20 | 20 | 20 | 0 | 11 | 25 | 0 | 0 | 113.2572 | 0 | 418.5578
2014-10-17 14:00:00 | 262.2526 | 2.847 | 90.447 | 62.853 | 12.5 | 12.5 | 12.5 | 29.7 | 0 | 0 | 13 | 13 | 20 | 20 | 20 | 0 | 11 | 25 | 0 | 0 | 104.1924 | 0 | 522.7502
2014-10-17 15:00:00 | 257.0572 | 2.628 | 77.6552 | 53.9638 | 12.5 | 12.5 | 12.5 | 29.7 | 0 | 0 | 13 | 13 | 20 | 20 | 20 | 0 | 11 | 25 | 0 | 0 | 82.8878 | 0 | 605.638
2014-10-17 16:00:00 | 250.8043 | 2.847 | 59.1782 | 41.1238 | 12.5 | 12.5 | 12.5 | 29.7 | 0 | 0 | 13 | 13 | 20 | 20 | 20 | 0 | 11 | 25 | 0 | 0 | 51.5107 | 0 | 657.1487
2014-10-17 17:00:00 | 252.9652 | 3.723 | 33.853 | 23.525 | 12.5 | 12.5 | 12.5 | 29.7 | 0 | 0 | 13 | 13 | 20 | 20 | 20 | 0 | 11 | 25 | 0 | 0 | 0 | 1.5302 | 655.6184
2014-10-17 18:00:00 | 285.5399 | 3.723 | 5.0392 | 3.5018 | 12.5 | 12.5 | 12.5 | 29.7 | 0 | 0 | 13 | 13 | 20 | 20 | 20 | 0 | 11 | 25 | 0 | 0 | 0 | 93.1999 | 562.4185
2014-10-17 19:00:00 | 283.379 | 3.504 | 0 | 0 | 12.5 | 12.5 | 12.5 | 29.7 | 0 | 0 | 13 | 13 | 20 | 20 | 20 | 0 | 11 | 25 | 0 | 0 | 0 | 101.639 | 460.7795
2014-10-17 20:00:00 | 272.5974 | 3.066 | 0 | 0 | 12.5 | 12.5 | 12.5 | 29.7 | 0 | 0 | 13 | 13 | 20 | 20 | 20 | 0 | 11 | 25 | 0 | 0 | 0 | 91.3874 | 369.3921
2014-10-17 21:00:00 | 255.333 | 2.628 | 0 | 0 | 12.5 | 12.5 | 12.5 | 29.7 | 0 | 0 | 13 | 13 | 20 | 20 | 20 | 0 | 11 | 25 | 0 | 0 | 0 | 74.653 | 294.7391
2014-10-17 22:00:00 | 246.7124 | 1.095 | 0 | 0 | 12.5 | 12.5 | 12.5 | 29.7 | 0 | 0 | 13 | 13 | 20 | 20 | 20 | 0 | 11 | 25 | 0 | 0 | 0 | 67.8874 | 226.8517
2014-10-17 23:00:00 | 232.2756 | 0.876 | 0 | 0 | 12.5 | 12.5 | 12.5 | 29.7 | 0 | 0 | 13 | 13 | 20 | 20 | 20 | 0 | 11 | 25 | 0 | 0 | 0 | 53.7156 | 173.1361
2014-10-18 00:00:00 | 214.3676 | 0.438 | 0 | 0 | 12.5 | 12.5 | 12.5 | 29.7 | 0 | 0 | 13 | 13 | 20 | 20 | 20 | 0 | 11 | 25 | 0 | 0 | 0 | 36.3376 | 136.7986
2014-10-18 01:00:00 | 209.8388 | 0.219 | 0 | 0 | 12.5 | 12.5 | 12.5 | 29.7 | 0 | 0 | 13 | 13 | 20 | 20 | 20 | 0 | 11 | 25 | 0 | 0 | 0 | 32.0738 | 104.7247
2014-10-18 02:00:00 | 202.2986 | 0 | 0 | 0 | 12.5 | 12.5 | 12.5 | 29.7 | 0 | 0 | 13 | 13 | 20 | 20 | 20 | 0 | 11 | 25 | 0 | 0 | 0 | 24.7986 | 79.9261
2014-10-18 03:00:00 | 202.2986 | 0 | 0 | 0 | 12.5 | 12.5 | 12.5 | 29.7 | 0 | 0 | 13 | 13 | 20 | 20 | 20 | 0 | 11 | 25 | 0 | 0 | 0 | 24.7986 | 55.1275
2014-10-18 04:00:00 | 207.8848 | 0 | 0 | 0 | 12.5 | 12.5 | 12.5 | 29.7 | 0 | 0 | 13 | 13 | 20 | 20 | 20 | 0 | 11 | 25 | 0 | 0 | 0 | 30.3848 | 24.7426
2014-10-18 05:00:00 | 227.7469 | 0 | 0 | 0 | 12.5 | 12.5 | 12.5 | 29.7 | 29.7 | 0 | 13 | 13 | 20 | 20 | 20 | 1.9542 | 11 | 25 | 0 | 0 | 0 | 24.7426 | 0
2014-10-18 06:00:00 | 242.1836 | 0 | 0 | 0 | 12.5 | 12.5 | 12.5 | 29.7 | 29.7 | 0 | 13 | 13 | 20 | 20 | 20 | 0 | 11 | 25 | 0 | 23.2836 | 0 | 0 | 0
2014-10-18 07:00:00 | 272.8043 | 0 | 6.4605 | 4.4895 | 12.5 | 12.5 | 12.5 | 29.7 | 0 | 0 | 13 | 13 | 20 | 20 | 20 | 21 | 11 | 25 | 0 | 51.6543 | 0 | 0 | 0
2014-10-18 08:00:00 | 300.2066 | 0 | 33.207 | 23.076 | 12.5 | 12.5 | 12.5 | 29.7 | 29.7 | 17.1 | 13 | 13 | 20 | 20 | 20 | 0 | 11 | 25 | 7.9236 | 0 | 0 | 0 | 0
2014-10-18 09:00:00 | 313.1261 | 0 | 58.4029 | 40.5851 | 12.5 | 12.5 | 12.5 | 29.7 | 0 | 0 | 13 | 13 | 20 | 20 | 20 | 21 | 11 | 25 | 3.9381 | 0 | 0 | 0 | 0
2014-10-18 10:00:00 | 317.4479 | 0.657 | 77.2676 | 53.6944 | 12.5 | 12.5 | 12.5 | 29.7 | 0 | 0 | 13 | 13 | 20 | 20 | 20 | 0 | 11 | 25 | 0 | 0 | 19.3171 | 0 | 19.3171
2014-10-18 11:00:00 | 319.6088 | 1.752 | 88.7673 | 61.6857 | 12.5 | 12.5 | 12.5 | 29.7 | 0 | 0 | 13 | 13 | 20 | 20 | 20 | 0 | 11 | 25 | 0 | 0 | 42.0662 | 0 | 61.3832
2014-10-18 12:00:00 | 319.6088 | 1.971 | 95.7446 | 66.5344 | 12.5 | 12.5 | 12.5 | 29.7 | 0 | 0 | 13 | 13 | 20 | 20 | 20 | 0 | 11 | 25 | 0 | 0 | 56.6412 | 0 | 118.0244
2014-10-18 13:00:00 | 322.8502 | 2.19 | 95.0986 | 66.0854 | 12.5 | 12.5 | 12.5 | 29.7 | 0 | 0 | 13 | 13 | 20 | 20 | 20 | 0 | 11 | 25 | 0 | 0 | 52.3398 | 0 | 170.3642
2014-10-18 14:00:00 | 315.287 | 1.971 | 88.5088 | 61.5061 | 12.5 | 12.5 | 12.5 | 29.7 | 0 | 0 | 13 | 13 | 20 | 20 | 20 | 0 | 11 | 25 | 0 | 0 | 46.123 | 0 | 216.4872
2014-10-18 15:00:00 | 306.6663 | 1.533 | 74.1665 | 51.5395 | 12.5 | 12.5 | 12.5 | 29.7 | 0 | 0 | 13 | 13 | 20 | 20 | 20 | 0 | 11 | 25 | 0 | 0 | 24.7987 | 0 | 241.2859
2014-10-18 16:00:00 | 284.8962 | 1.971 | 54.6558 | 37.9812 | 12.5 | 12.5 | 12.5 | 29.7 | 0 | 0 | 13 | 13 | 20 | 20 | 20 | 0 | 11 | 25 | 0 | 0 | 7.0838 | 0 | 248.3696
2014-10-18 17:00:00 | 276.2526 | 3.066 | 29.9767 | 20.8313 | 12.5 | 12.5 | 12.5 | 29.7 | 0 | 15.5045 | 13 | 13 | 20 | 20 | 20 | 0 | 11 | 25 | 0 | 0 | 0 | 33.5626 | 214.8071
2014-10-18 18:00:00 | 306.2295 | 4.818 | 3.8763 | 2.6937 | 12.5 | 12.5 | 12.5 | 29.7 | 0 | 0 | 13 | 13 | 20 | 20 | 20 | 0 | 11 | 25 | 0 | 0 | 0 | 114.9495 | 99.8575
2014-10-18 19:00:00 | 301.287 | 6.351 | 0 | 0 | 12.5 | 12.5 | 12.5 | 29.7 | 0 | 0 | 13 | 13 | 20 | 20 | 20 | 0 | 11 | 25 | 0 | 105.736 | 0 | 99.8575 | 0
2014-10-18 20:00:00 | 286.1836 | 7.008 | 0 | 0 | 12.5 | 12.5 | 12.5 | 29.7 | 0 | 0 | 13 | 13 | 20 | 20 | 20 | 0 | 11 | 25 | 0 | 89.9756 | 0 | 0 | 0
2014-10-18 21:00:00 | 265.7009 | 6.57 | 0 | 0 | 12.5 | 12.5 | 12.5 | 29.7 | 29.7 | 17.1 | 13 | 13 | 20 | 20 | 20 | 11.1309 | 11 | 25 | 12 | 0 | 0 | 0 | 0
2014-10-18 22:00:00 | 243.0572 | 4.599 | 0 | 0 | 12.5 | 12.5 | 12.5 | 29.7 | 0 | 0 | 13 | 13 | 20 | 20 | 20 | 0 | 11 | 25 | 0 | 49.2582 | 0 | 0 | 0
2014-10-18 23:00:00 | 231.1951 | 3.285 | 0 | 0 | 12.5 | 12.5 | 12.5 | 29.7 | 21.6101 | 17.1 | 13 | 13 | 20 | 20 | 20 | 0 | 11 | 25 | 0 | 0 | 0 | 0 | 0
2014-10-19 00:00:00 | 214.3676 | 2.628 | 0 | 0 | 12.5 | 12.5 | 12.5 | 29.7 | 22.5396 | 0 | 13 | 13 | 20 | 20 | 20 | 0 | 11 | 25 | 0 | 0 | 0 | 0 | 0
2014-10-19 01:00:00 | 209.8388 | 2.19 | 0 | 0 | 12.5 | 12.5 | 12.5 | 29.7 | 0 | 0 | 13 | 13 | 20 | 20 | 20 | 18.4488 | 11 | 25 | 0 | 0 | 0 | 0 | 0
2014-10-19 02:00:00 | 202.2986 | 1.533 | 0 | 0 | 12.5 | 12.5 | 12.5 | 29.7 | 11.5656 | 0 | 13 | 13 | 20 | 20 | 20 | 0 | 11 | 25 | 0 | 0 | 0 | 0 | 0
2014-10-19 03:00:00 | 202.2986 | 0.657 | 0 | 0 | 12.5 | 12.5 | 12.5 | 29.7 | 0 | 0 | 13 | 13 | 20 | 20 | 20 | 0 | 11 | 25 | 0 | 12.4416 | 0 | 0 | 0
2014-10-19 04:00:00 | 207.8848 | 0.219 | 0 | 0 | 12.5 | 12.5 | 12.5 | 29.7 | 0 | 0 | 13 | 13 | 20 | 20 | 20 | 18.4658 | 11 | 25 | 0 | 0 | 0 | 0 | 0
2014-10-19 05:00:00 | 227.7469 | 0 | 0 | 0 | 12.5 | 12.5 | 12.5 | 29.7 | 29.7 | 0 | 13 | 13 | 20 | 20 | 20 | 0 | 11 | 25 | 8.8469 | 0 | 0 | 0 | 0
2014-10-19 06:00:00 | 242.1836 | 0 | 0 | 0 | 12.5 | 12.5 | 12.5 | 29.7 | 14.8836 | 17.1 | 13 | 13 | 20 | 20 | 20 | 21 | 11 | 25 | 0 | 0 | 0 | 0 | 0
2014-10-19 07:00:00 | 272.8043 | 0 | 4.3931 | 3.0529 | 12.5 | 12.5 | 12.5 | 29.7 | 0 | 0 | 13 | 13 | 20 | 20 | 20 | 0 | 11 | 25 | 0 | 76.1583 | 0 | 0 | 0
2014-10-19 08:00:00 | 300.2066 | 0 | 23.9038 | 16.6111 | 12.5 | 12.5 | 12.5 | 29.7 | 0 | 0 | 13 | 13 | 20 | 20 | 20 | 0 | 11 | 25 | 0 | 70.4916 | 0 | 0 | 0
2014-10-19 09:00:00 | 313.1261 | 0 | 43.673 | 30.349 | 12.5 | 12.5 | 12.5 | 29.7 | 0 | 0 | 13 | 13 | 20 | 20 | 20 | 0 | 11 | 25 | 0 | 49.9041 | 0 | 0 | 0
2014-10-19 10:00:00 | 317.4479 | 0.438 | 63.8297 | 44.3563 | 12.5 | 12.5 | 12.5 | 29.7 | 0 | 0 | 13 | 13 | 20 | 20 | 20 | 19.6239 | 11 | 25 | 0 | 0 | 0 | 0 | 0
2014-10-19 11:00:00 | 319.6088 | 2.628 | 81.6607 | 56.7473 | 12.5 | 12.5 | 12.5 | 29.7 | 0 | 0 | 13 | 13 | 20 | 20 | 20 | 0 | 11 | 25 | 0 | 0 | 28.5512 | 0 | 28.5512
2014-10-19 12:00:00 | 319.6088 | 6.789 | 90.447 | 62.853 | 12.5 | 12.5 | 12.5 | 29.7 | 0 | 0 | 13 | 13 | 20 | 20 | 20 | 0 | 11 | 25 | 0 | 0 | 51.6062 | 0 | 80.1573
2014-10-19 13:00:00 | 322.8502 | 10.95 | 89.4133 | 62.1347 | 12.5 | 12.5 | 12.5 | 29.7 | 0 | 0 | 13 | 13 | 20 | 20 | 20 | 0 | 11 | 25 | 0 | 0 | 51.2798 | 0 | 131.4371
2014-10-19 14:00:00 | 315.287 | 14.892 | 79.8518 | 55.4902 | 12.5 | 12.5 | 12.5 | 29.7 | 0 | 0 | 13 | 13 | 20 | 20 | 20 | 0 | 11 | 25 | 0 | 0 | 44.003 | 0 | 175.4401
2014-10-19 15:00:00 | 306.6663 | 18.396 | 58.7906 | 40.8544 | 12.5 | 12.5 | 12.5 | 29.7 | 0 | 0 | 13 | 13 | 20 | 20 | 20 | 0 | 11 | 25 | 0 | 0 | 13.6687 | 0 | 189.1088
2014-10-19 16:00:00 | 284.8962 | 20.805 | 33.0778 | 22.9862 | 12.5 | 12.5 | 12.5 | 29.7 | 0 | 0 | 13 | 13 | 20 | 20 | 20 | 0 | 11 | 25 | 0 | 0 | 0 | 14.3812 | 174.7276
2014-10-19 17:00:00 | 276.2526 | 21.243 | 13.9547 | 9.6973 | 12.5 | 12.5 | 12.5 | 29.7 | 0 | 0 | 13 | 13 | 20 | 20 | 20 | 0 | 11 | 25 | 0 | 0 | 0 | 44.4276 | 130.3
2014-10-19 18:00:00 | 306.2295 | 20.367 | 1.6797 | 1.1673 | 12.5 | 12.5 | 12.5 | 29.7 | 29.7 | 17.1 | 13 | 13 | 20 | 20 | 20 | 14.1236 | 11 | 25 | 0 | 0 | 0 | 100.6395 | 29.6604
2014-10-19 19:00:00 | 301.287 | 21.243 | 0 | 0 | 12.5 | 12.5 | 12.5 | 29.7 | 0 | 0 | 13 | 13 | 20 | 20 | 20 | 0 | 11 | 25 | 0 | 90.844 | 0 | 29.6604 | 0
2014-10-19 20:00:00 | 286.1836 | 23.214 | 0 | 0 | 12.5 | 12.5 | 12.5 | 29.7 | 29.7 | 0 | 13 | 13 | 20 | 20 | 20 | 0 | 11 | 25 | 0 | 44.0696 | 0 | 0 | 0
2014-10-19 21:00:00 | 265.7009 | 25.842 | 0 | 0 | 12.5 | 12.5 | 12.5 | 29.7 | 29.7 | 17.1 | 13 | 13 | 20 | 20 | 20 | 0 | 11 | 25 | 3.8589 | 0 | 0 | 0 | 0
2014-10-19 22:00:00 | 243.0572 | 26.718 | 0 | 0 | 12.5 | 12.5 | 12.5 | 29.7 | 0 | 0 | 13 | 13 | 20 | 20 | 20 | 0 | 11 | 25 | 0 | 27.1392 | 0 | 0 | 0
2014-10-19 23:00:00 | 231.1951 | 27.156 | 0 | 0 | 12.5 | 12.5 | 12.5 | 29.7 | 0 | 14.8391 | 13 | 13 | 20 | 20 | 20 | 0 | 11 | 25 | 0 | 0 | 0 | 0 | 0
2014-10-20 00:00:00 | 214.3676 | 28.689 | 0 | 0 | 12.5 | 12.5 | 12.5 | 29.7 | 0 | 0 | 13 | 13 | 20 | 20 | 20 | 0 | 11 | 25 | 0 | 0 | 0 | 0 | 0
2014-10-20 01:00:00 | 209.8388 | 26.499 | 0 | 0 | 12.5 | 12.5 | 12.5 | 29.7 | 0 | 0 | 13 | 13 | 20 | 20 | 20 | 0 | 11 | 25 | 0 | 0 | 0 | 0 | 0
2014-10-20 02:00:00 | 202.2986 | 20.586 | 0 | 0 | 12.5 | 12.5 | 12.5 | 29.7 | 0 | 0 | 13 | 13 | 20 | 20 | 20 | 0 | 11 | 25 | 0 | 0 | 0.11138 | 0 | 0.11138
2014-10-20 03:00:00 | 202.2986 | 14.892 | 0 | 0 | 12.5 | 12.5 | 12.5 | 29.7 | 0 | 0 | 13 | 13 | 20 | 20 | 20 | 0 | 11 | 25 | 0 | 0 | 0 | 0.11138 | 0
2014-10-20 04:00:00 | 207.8848 | 10.074 | 0 | 0 | 12.5 | 12.5 | 12.5 | 29.7 | 0 | 0 | 13 | 13 | 20 | 20 | 20 | 0 | 11 | 25 | 0 | 0 | 0 | 0 | 0
2014-10-20 05:00:00 | 227.7469 | 7.446 | 0 | 0 | 12.5 | 12.5 | 12.5 | 29.7 | 0 | 9.0494 | 13 | 13 | 20 | 20 | 20 | 0 | 11 | 25 | 12 | 0 | 0 | 0 | 0
2014-10-20 06:00:00 | 242.1836 | 8.322 | 0 | 0 | 12.5 | 12.5 | 12.5 | 29.7 | 6.5616 | 17.1 | 13 | 13 | 20 | 20 | 20 | 21 | 11 | 25 | 0 | 0 | 0 | 0 | 0
2014-10-20 07:00:00 | 272.8043 | 12.483 | 3.8763 | 2.6937 | 12.5 | 12.5 | 12.5 | 29.7 | 29.7 | 1.8513 | 13 | 13 | 20 | 20 | 20 | 21 | 11 | 25 | 12 | 0 | 0 | 0 | 0
2014-10-20 08:00:00 | 300.2066 | 18.396 | 24.0331 | 16.7009 | 12.5 | 12.5 | 12.5 | 29.7 | 29.7 | 1.1766 | 13 | 13 | 20 | 20 | 20 | 21 | 11 | 25 | 0 | 0 | 0 | 0 | 0
2014-10-20 09:00:00 | 313.1261 | 26.28 | 45.3527 | 31.5163 | 12.5 | 12.5 | 12.5 | 29.7 | 0 | 0 | 13 | 13 | 20 | 20 | 20 | 20.7771 | 11 | 25 | 0 | 0 | 0 | 0 | 0
2014-10-20 10:00:00 | 317.4479 | 33.507 | 64.605 | 44.895 | 12.5 | 12.5 | 12.5 | 29.7 | 0 | 0 | 13 | 13 | 20 | 20 | 20 | 0 | 11 | 25 | 0 | 0 | 0 | 0 | 0
2014-10-20 11:00:00 | 319.6088 | 38.106 | 76.3631 | 53.0659 | 12.5 | 12.5 | 12.5 | 29.7 | 0 | 0 | 13 | 13 | 20 | 20 | 20 | 0 | 11 | 25 | 0 | 0 | 20.6162 | 0 | 20.6162
2014-10-20 12:00:00 | 319.6088 | 39.201 | 81.0147 | 56.2983 | 12.5 | 12.5 | 12.5 | 29.7 | 0 | 0 | 13 | 13 | 20 | 20 | 20 | 0 | 11 | 25 | 0 | 0 | 54.9144 | 0 | 75.5305
2014-10-20 13:00:00 | 322.8502 | 38.106 | 77.2676 | 53.6944 | 12.5 | 12.5 | 12.5 | 29.7 | 0 | 0 | 13 | 13 | 20 | 20 | 20 | 0 | 11 | 25 | 0 | 0 | 59.2298 | 0 | 134.7603
2014-10-20 14:00:00 | 315.287 | 34.821 | 69.1274 | 48.0376 | 12.5 | 12.5 | 12.5 | 29.7 | 0 | 0 | 13 | 13 | 20 | 20 | 20 | 0 | 11 | 25 | 0 | 0 | 46.123 | 0 | 180.8833
2014-10-20 15:00:00 | 306.6663 | 32.193 | 58.4029 | 40.5851 | 12.5 | 12.5 | 12.5 | 29.7 | 0 | 0 | 13 | 13 | 20 | 20 | 20 | 0 | 11 | 25 | 0 | 0 | 29.5687 | 0 | 210.452
2014-10-20 16:00:00 | 284.8962 | 33.288 | 41.7348 | 29.0022 | 12.5 | 12.5 | 12.5 | 29.7 | 0 | 0 | 13 | 13 | 20 | 20 | 20 | 0 | 11 | 25 | 0 | 0 | 18.4788 | 0 | 228.9308
2014-10-20 17:00:00 | 276.2526 | 36.354 | 22.4825 | 15.6235 | 12.5 | 12.5 | 12.5 | 29.7 | 0 | 0 | 13 | 13 | 20 | 20 | 20 | 0 | 11 | 25 | 0 | 0 | 0 | 8.6526 | 220.2782
2014-10-20 18:00:00 | 306.2295 | 40.734 | 2.8426 | 1.9754 | 12.5 | 12.5 | 12.5 | 29.7 | 0 | 0 | 13 | 13 | 20 | 20 | 20 | 0 | 11 | 25 | 0 | 0 | 0 | 73.6095 | 146.6687
2014-10-20 19:00:00 | 301.287 | 46.866 | 0 | 0 | 12.5 | 12.5 | 12.5 | 29.7 | 0 | 0 | 13 | 13 | 20 | 20 | 20 | 0 | 11 | 25 | 0 | 0 | 0 | 67.077 | 79.5916
2014-10-20 20:00:00 | 286.1836 | 50.589 | 0 | 0 | 12.5 | 12.5 | 12.5 | 29.7 | 0 | 14.3351 | 13 | 13 | 20 | 20 | 20 | 0 | 11 | 25 | 0 | 0 | 0 | 47.4686 | 32.1231
2014-10-20 21:00:00 | 265.7009 | 50.808 | 0 | 0 | 12.5 | 12.5 | 12.5 | 29.7 | 0 | 4.6929 | 13 | 13 | 20 | 20 | 20 | 21 | 11 | 25 | 0 | 0 | 0 | 26.7209 | 5.4022
2014-10-20 22:00:00 | 243.0572 | 49.713 | 0 | 0 | 12.5 | 12.5 | 12.5 | 29.7 | 0 | 4.1442 | 13 | 13 | 20 | 20 | 20 | 0 | 11 | 25 | 0 | 0 | 0 | 5.4022 | 0
2014-10-20 23:00:00 | 231.1951 | 48.399 | 0 | 0 | 12.5 | 12.5 | 12.5 | 29.7 | 0 | 0 | 13 | 13 | 20 | 20 | 13.5961 | 0 | 11 | 25 | 0 | 0 | 0 | 0 | 0
2014-10-21 00:00:00 | 214.3676 | 46.647 | 0 | 0 | 12.5 | 12.5 | 12.5 | 29.7 | 0 | 0 | 13 | 13 | 20 | 0 | 18.5206 | 0 | 11 | 25 | 0 | 0 | 0 | 0 | 0
2014-10-21 01:00:00 | 209.8388 | 42.048 | 0 | 0 | 12.5 | 12.5 | 12.5 | 29.7 | 0 | 0 | 13 | 13 | 0 | 18.5908 | 20 | 0 | 11 | 25 | 0 | 0 | 7.2084 | 0 | 7.2084
2014-10-21 02:00:00 | 202.2986 | 37.668 | 0 | 0 | 12.5 | 12.5 | 12.5 | 29.7 | 0 | 0 | 13 | 13 | 15.7344 | 20 | 20 | 0 | 11 | 25 | 0 | 0 | 20.7814 | 0 | 27.9898
2014-10-21 03:00:00 | 202.2986 | 33.726 | 0 | 0 | 12.5 | 12.5 | 12.5 | 29.7 | 0 | 0 | 13 | 13 | 20 | 20 | 20 | 0 | 11 | 25 | 0 | 0 | 16.0114 | 0 | 44.0012
2014-10-21 04:00:00 | 207.8848 | 31.755 | 0 | 0 | 12.5 | 12.5 | 12.5 | 29.7 | 0 | 0 | 13 | 13 | 20 | 20 | 20 | 0 | 11 | 25 | 0 | 0 | 8.0402 | 0 | 52.0414
2014-10-21 05:00:00 | 227.7469 | 34.383 | 0 | 0 | 12.5 | 12.5 | 12.5 | 29.7 | 0 | 0 | 13 | 13 | 20 | 20 | 20 | 0 | 11 | 25 | 0 | 0 | 0 | 8.6419 | 43.3995
2014-10-21 06:00:00 | 242.1836 | 40.953 | 0 | 0 | 12.5 | 12.5 | 12.5 | 29.7 | 0 | 0 | 13 | 13 | 20 | 20 | 20 | 0 | 11 | 25 | 0 | 0 | 0 | 15.1286 | 28.2709
2014-10-21 07:00:00 | 272.8043 | 49.713 | 3.8763 | 2.6937 | 12.5 | 12.5 | 12.5 | 29.7 | 0 | 0 | 13 | 13 | 20 | 20 | 20 | 0 | 11 | 25 | 0 | 0 | 0 | 27.1993 | 1.0716
2014-10-21 08:00:00 | 300.2066 | 58.473 | 24.8083 | 17.2397 | 12.5 | 12.5 | 12.5 | 29.7 | 0 | 0 | 13 | 13 | 20 | 20 | 20 | 0 | 11 | 25 | 0 | 0 | 0 | 1.0716 | 0
2014-10-21 09:00:00 | 313.1261 | 67.671 | 50.0043 | 34.7487 | 12.5 | 12.5 | 12.5 | 29.7 | 0 | 0 | 13 | 13 | 11.5021 | 0 | 20 | 0 | 11 | 25 | 0 | 0 | 8.8139 | 0 | 8.8139
2014-10-21 10:00:00 | 317.4479 | 77.745 | 68.0937 | 47.3193 | 12.5 | 12.5 | 12.5 | 29.7 | 0 | 0 | 13 | 13 | 0 | 0 | 0 | 0 | 11 | 25 | 0 | 0 | 53.7821 | 0 | 62.596
2014-10-21 11:00:00 | 319.6088 | 86.286 | 80.3686 | 55.8494 | 12.5 | 12.5 | 12.5 | 29.7 | 0 | 0 | 13 | 13 | 0 | 0 | 0 | 0 | 11 | 25 | 0 | 0 | 87.1312 | 0 | 149.7271
2014-10-21 12:00:00 | 319.6088 | 94.608 | 85.6662 | 59.5308 | 12.5 | 12.5 | 12.5 | 29.7 | 0 | 0 | 13 | 13 | 0 | 0 | 0 | 0 | 11 | 25 | 0 | 0 | 108.0662 | 0 | 257.7933
2014-10-21 13:00:00 | 322.8502 | 101.835 | 83.082 | 57.735 | 12.5 | 12.5 | 12.5 | 29.7 | 0 | 0 | 13 | 13 | 0 | 0 | 0 | 0 | 11 | 25 | 0 | 0 | 108.2698 | 0 | 366.0631
2014-10-21 14:00:00 | 315.287 | 106.215 | 74.6834 | 51.8986 | 12.5 | 12.5 | 12.5 | 29.7 | 0 | 0 | 13 | 13 | 0 | 0 | 0 | 0 | 11 | 25 | 0 | 0 | 103.908 | 0 | 469.9711
2014-10-21 15:00:00 | 306.6663 | 105.777 | 59.1782 | 41.1238 | 12.5 | 12.5 | 12.5 | 29.7 | 0 | 0 | 13 | 13 | 0 | 0 | 0 | 0 | 11 | 25 | 0 | 0 | 80.1987 | 0 | 550.1698
2014-10-21 16:00:00 | 284.8962 | 102.273 | 41.218 | 28.643 | 12.5 | 12.5 | 12.5 | 29.7 | 0 | 0 | 13 | 13 | 0 | 0 | 0 | 0 | 11 | 25 | 0 | 0 | 60.8938 | 0 | 611.0635
2014-10-21 17:00:00 | 276.2526 | 97.893 | 23.1286 | 16.0724 | 12.5 | 12.5 | 12.5 | 29.7 | 0 | 0 | 13 | 13 | 0 | 0 | 0 | 0 | 11 | 25 | 0 | 0 | 27.1374 | 0 | 638.201
2014-10-21 18:00:00 | 306.2295 | 93.294 | 3.2302 | 2.2447 | 12.5 | 12.5 | 12.5 | 29.7 | 0 | 0 | 13 | 13 | 0 | 0 | 0 | 0 | 11 | 25 | 0 | 0 | 0 | 49.2145 | 588.9864
2014-10-21 19:00:00 | 301.287 | 90.666 | 0 | 0 | 12.5 | 12.5 | 12.5 | 29.7 | 0 | 0 | 13 | 13 | 0 | 0 | 0 | 0 | 11 | 25 | 0 | 0 | 0 | 54.077 | 534.9094
2014-10-21 20:00:00 | 286.1836 | 86.505 | 0 | 0 | 12.5 | 12.5 | 12.5 | 29.7 | 0 | 0 | 13 | 13 | 12.9551 | 0 | 0 | 0 | 11 | 25 | 0 | 0 | 0 | 44.0086 | 490.9008
2014-10-21 21:00:00 | 265.7009 | 79.716 | 0 | 0 | 12.5 | 12.5 | 12.5 | 29.7 | 0 | 0 | 13 | 13 | 20 | 20 | 16.7849 | 0 | 11 | 25 | 0 | 0 | 0 | 31.7409 | 459.16
2014-10-21 22:00:00 | 243.0572 | 73.146 | 0 | 0 | 12.5 | 12.5 | 12.5 | 29.7 | 0 | 0 | 13 | 13 | 20 | 20 | 0.7112 | 0 | 11 | 25 | 0 | 0 | 0 | 17.0472 | 442.1128
2014-10-21 23:00:00 | 231.1951 | 68.547 | 0 | 0 | 12.5 | 12.5 | 12.5 | 29.7 | 0 | 0 | 13 | 13 | 8.814 | 20 | 20 | 0 | 11 | 25 | 0 | 0 | 0 | 10.7501 | 431.3626
2014-10-22 00:00:00 | 214.3676 | 64.824 | 0 | 0 | 12.5 | 12.5 | 12.5 | 29.7 | 0 | 0 | 13 | 13 | 20 | 20 | 20 | 0 | 11 | 25 | 0 | 0 | 1.5724 | 0 | 432.935
2014-10-22 01:00:00 | 209.8388 | 60.225 | 0 | 0 | 12.5 | 12.5 | 12.5 | 29.7 | 0 | 0 | 13 | 13 | 20 | 20 | 20 | 0 | 11 | 25 | 0 | 0 | 0.53615 | 0 | 433.4712
2014-10-22 02:00:00 | 202.2986 | 53.217 | 0 | 0 | 12.5 | 12.5 | 12.5 | 29.7 | 0 | 0 | 13 | 13 | 20 | 20 | 20 | 0 | 11 | 25 | 0 | 0 | 0 | 0.40362 | 433.0676
2014-10-22 03:00:00 | 202.2986 | 46.209 | 0 | 0 | 12.5 | 12.5 | 12.5 | 29.7 | 0 | 0 | 13 | 13 | 20 | 20 | 20 | 0 | 11 | 25 | 0 | 0 | 0 | 8.8836 | 424.1839
2014-10-22 04:00:00 | 207.8848 | 40.953 | 0 | 0 | 12.5 | 12.5 | 12.5 | 29.7 | 0 | 0 | 13 | 13 | 20 | 20 | 20 | 0 | 11 | 25 | 0 | 0 | 0 | 20.8298 | 403.3541
2014-10-22 05:00:00 | 227.7469 | 37.23 | 0 | 0 | 12.5 | 12.5 | 12.5 | 29.7 | 0 | 0 | 13 | 13 | 20 | 20 | 20 | 0 | 11 | 25 | 0 | 0 | 0 | 45.1969 | 358.1573
2014-10-22 06:00:00 | 242.1836 | 33.945 | 0 | 0 | 12.5 | 12.5 | 12.5 | 29.7 | 0 | 0 | 13 | 13 | 20 | 20 | 20 | 0 | 11 | 25 | 0 | 0 | 0 | 63.6086 | 294.5486
2014-10-22 07:00:00 | 272.8043 | 30.441 | 1.6797 | 1.1673 | 12.5 | 12.5 | 12.5 | 29.7 | 0 | 0 | 13 | 13 | 20 | 20 | 20 | 0 | 11 | 25 | 0 | 0 | 0 | 95.0243 | 199.5243
2014-10-22 08:00:00 | 300.2066 | 31.098 | 12.275 | 8.53 | 12.5 | 12.5 | 12.5 | 29.7 | 0 | 0 | 13 | 13 | 20 | 20 | 20 | 0 | 11 | 25 | 0 | 0 | 0 | 99.9016 | 99.6228
2014-10-22 09:00:00 | 313.1261 | 37.668 | 25.1959 | 17.509 | 12.5 | 12.5 | 12.5 | 29.7 | 0 | 0 | 13 | 13 | 20 | 20 | 20 | 0 | 11 | 25 | 0 | 0 | 0 | 78.3711 | 21.2517
2014-10-22 10:00:00 | 317.4479 | 49.713 | 36.4372 | 25.3208 | 12.5 | 12.5 | 12.5 | 29.7 | 0 | 0 | 13 | 13 | 20 | 20 | 20 | 0 | 11 | 25 | 0 | 0 | 0 | 21.2517 | 0
2014-10-22 11:00:00 | 319.6088 | 75.117 | 43.1561 | 29.9899 | 12.5 | 12.5 | 12.5 | 29.7 | 0 | 0 | 13 | 13 | 20 | 20 | 2.1458 | 0 | 11 | 25 | 0 | 0 | 0 | 0 | 0
2014-10-22 12:00:00 | 319.6088 | 105.339 | 45.8695 | 31.8755 | 12.5 | 12.5 | 12.5 | 29.7 | 0 | 0 | 13 | 13 | 7.3248 | 0 | 0 | 0 | 11 | 25 | 0 | 0 | 39.4312 | 0 | 39.4312
2014-10-22 13:00:00 | 322.8502 | 126.363 | 44.5774 | 30.9776 | 12.5 | 12.5 | 12.5 | 29.7 | 0 | 0 | 13 | 13 | 0 | 0 | 0 | 0 | 11 | 25 | 0 | 0 | 58.9798 | 0 | 98.4109
2014-10-22 14:00:00 | 315.287 | 129.429 | 40.8304 | 28.3736 | 12.5 | 12.5 | 12.5 | 29.7 | 0 | 0 | 13 | 13 | 0 | 0 | 0 | 0 | 11 | 25 | 0 | 0 | 62.568 | 0 | 160.9789
2014-10-22 15:00:00 | 306.6663 | 122.64 | 28.4262 | 19.7538 | 12.5 | 12.5 | 12.5 | 29.7 | 0 | 0 | 13 | 13 | 6.6463 | 0 | 0 | 0 | 11 | 25 | 0 | 0 | 37.5337 | 0 | 198.5126
2014-10-22 16:00:00 | 284.8962 | 115.632 | 18.9939 | 13.1991 | 12.5 | 12.5 | 12.5 | 29.7 | 0 | 0 | 13 | 13 | 7.8712 | 0 | 0 | 0 | 11 | 25 | 0 | 0 | 31.4788 | 0 | 229.9914
2014-10-22 17:00:00 | 276.2526 | 109.281 | 6.9773 | 4.8487 | 12.5 | 12.5 | 12.5 | 29.7 | 0 | 0 | 13 | 13 | 14.7059 | 20 | 0 | 0 | 11 | 25 | 0 | 0 | 7.7924 | 0 | 237.7838
2014-10-22 18:00:00 | 306.2295 | 102.93 | 0.51684 | 0.35916 | 12.5 | 12.5 | 12.5 | 29.7 | 0 | 0 | 13 | 13 | 20 | 20 | 20 | 0 | 11 | 25 | 0 | 0 | 0 | 43.1195 | 194.6643
2014-10-22 19:00:00 | 301.287 | 98.769 | 0 | 0 | 12.5 | 12.5 | 12.5 | 29.7 | 0 | 0 | 13 | 13 | 20 | 20 | 20 | 0 | 11 | 25 | 0 | 0 | 0 | 44.272 | 150.3923
2014-10-22 20:00:00 | 286.1836 | 93.951 | 0 | 0 | 12.5 | 12.5 | 12.5 | 29.7 | 0 | 0 | 13 | 13 | 20 | 20 | 20 | 0 | 11 | 25 | 0 | 0 | 0 | 34.9986 | 115.3937
2014-10-22 21:00:00 | 265.7009 | 85.629 | 0 | 0 | 12.5 | 12.5 | 12.5 | 29.7 | 0 | 0 | 13 | 13 | 20 | 20 | 10.8719 | 0 | 11 | 25 | 0 | 0 | 0 | 24.5859 | 90.8078
2014-10-22 22:00:00 | 243.0572 | 79.278 | 0 | 0 | 12.5 | 12.5 | 12.5 | 29.7 | 0 | 0 | 13 | 13 | 0 | 14.5792 | 20 | 0 | 11 | 25 | 0 | 0 | 0 | 9.6272 | 81.1806
2014-10-22 23:00:00 | 231.1951 | 77.745 | 0 | 0 | 12.5 | 12.5 | 12.5 | 29.7 | 0 | 0 | 13 | 13 | 20 | 4.2501 | 0 | 0 | 11 | 25 | 0 | 0 | 0.37986 | 0 | 81.5605
2014-10-23 00:00:00 | 219.54 | 91.98 | 0 | 0 | 12.5 | 12.5 | 12.5 | 29.7 | 0 | 0 | 13 | 13 | 0 | 0 | 0 | 0 | 11 | 25 | 0 | 0 | 29.26 | 0 | 110.8205
2014-10-23 01:00:00 | 211.563 | 100.083 | 0 | 0 | 12.5 | 12.5 | 12.5 | 29.7 | 0 | 0 | 13 | 13 | 20 | 11.9043 | 20 | 0 | 11 | 25 | 0 | 0 | 47.042 | 0 | 157.8625
2014-10-23 02:00:00 | 210.9193 | 64.386 | 0 | 0 | 12.5 | 12.5 | 12.5 | 29.7 | 0 | 0 | 13 | 13 | 20 | 20 | 20 | 0 | 11 | 25 | 0 | 0 | 4.4907 | 0 | 162.3532
2014-10-23 03:00:00 | 205.3101 | 40.077 | 0 | 0 | 12.5 | 12.5 | 12.5 | 29.7 | 0 | 0 | 13 | 13 | 20 | 20 | 20 | 0 | 11 | 25 | 0 | 0 | 0 | 3.4857 | 158.8675
2014-10-23 04:00:00 | 200.7814 | 35.697 | 0 | 0 | 12.5 | 12.5 | 12.5 | 29.7 | 0 | 0 | 13 | 13 | 20 | 20 | 20 | 0 | 11 | 25 | 0 | 0 | 0 | 0 | 158.8675
2014-10-23 05:00:00 | 205.1032 | 30.66 | 0 | 0 | 12.5 | 12.5 | 12.5 | 29.7 | 0 | 0 | 13 | 13 | 20 | 20 | 20 | 0 | 11 | 25 | 0 | 0 | 9.4968 | 0 | 168.3643
2014-10-23 06:00:00 | 202.9423 | 26.718 | 0 | 0 | 12.5 | 12.5 | 12.5 | 29.7 | 0 | 0 | 13 | 13 | 20 | 20 | 20 | 0 | 11 | 25 | 0 | 0 | 6.8877 | 0 | 175.252
2014-10-23 07:00:00 | 229.0342 | 26.718 | 1.0337 | 0.71832 | 12.5 | 12.5 | 12.5 | 29.7 | 0 | 0 | 13 | 13 | 20 | 20 | 20 | 0 | 11 | 25 | 0 | 0 | 0 | 17.0842 | 158.1678
2014-10-23 08:00:00 | 253.6089 | 26.499 | 9.82 | 6.824 | 12.5 | 12.5 | 12.5 | 29.7 | 0 | 0 | 13 | 13 | 20 | 20 | 20 | 0 | 11 | 25 | 0 | 0 | 0 | 23.9039 | 134.2639
2014-10-23 09:00:00 | 265.471 | 25.623 | 21.4489 | 14.9051 | 12.5 | 12.5 | 12.5 | 29.7 | 0 | 0 | 13 | 13 | 20 | 20 | 20 | 0 | 11 | 25 | 0 | 0 | 0 | 12.976 | 121.2879
2014-10-23 10:00:00 | 270.8733 | 27.813 | 33.4654 | 23.2556 | 12.5 | 12.5 | 12.5 | 29.7 | 0 | 0 | 13 | 13 | 20 | 20 | 20 | 0 | 11 | 25 | 0 | 0 | 8.9167 | 0 | 130.2046
2014-10-23 11:00:00 | 269.356 | 35.259 | 43.4146 | 30.1694 | 12.5 | 12.5 | 12.5 | 29.7 | 0 | 0 | 13 | 13 | 20 | 20 | 20 | 0 | 11 | 25 | 0 | 0 | 39.849 | 0 | 170.0536
2014-10-23 12:00:00 | 268.9192 | 43.143 | 45.3527 | 31.5163 | 12.5 | 12.5 | 12.5 | 29.7 | 0 | 0 | 13 | 13 | 20 | 20 | 20 | 0 | 11 | 25 | 0 | 0 | 53.8008 | 0 | 223.8544
2014-10-23 13:00:00 | 265.9077 | 49.056 | 41.218 | 28.643 | 12.5 | 12.5 | 12.5 | 29.7 | 0 | 0 | 13 | 13 | 20 | 20 | 20 | 0 | 11 | 25 | 0 | 0 | 55.4873 | 0 | 279.3416
2014-10-23 14:00:00 | 262.2526 | 53.217 | 37.4709 | 26.0391 | 12.5 | 12.5 | 12.5 | 29.7 | 0 | 0 | 13 | 13 | 20 | 20 | 20 | 0 | 11 | 25 | 0 | 0 | 56.4924 | 0 | 335.8341
2014-10-23 15:00:00 | 257.0572 | 51.246 | 25.3252 | 17.5988 | 12.5 | 12.5 | 12.5 | 29.7 | 0 | 0 | 13 | 13 | 20 | 20 | 20 | 0 | 11 | 25 | 0 | 0 | 34.3928 | 0 | 370.2269
2014-10-23 16:00:00 | 250.8043 | 40.734 | 14.8591 | 10.3259 | 12.5 | 12.5 | 12.5 | 29.7 | 0 | 0 | 13 | 13 | 20 | 20 | 20 | 0 | 11 | 25 | 0 | 0 | 6.4607 | 0 | 376.6876
2014-10-23 17:00:00 | 252.9652 | 27.594 | 5.556 | 3.861 | 12.5 | 12.5 | 12.5 | 29.7 | 0 | 0 | 13 | 13 | 20 | 20 | 20 | 0 | 11 | 25 | 0 | 0 | 0 | 30.6802 | 346.0073
2014-10-23 18:00:00 | 285.5399 | 18.396 | 0.38763 | 0.26937 | 12.5 | 12.5 | 12.5 | 29.7 | 0 | 0 | 13 | 13 | 20 | 20 | 20 | 0 | 11 | 25 | 0 | 0 | 0 | 84.9849 | 261.0224
2014-10-23 19:00:00 | 283.379 | 17.301 | 0 | 0 | 12.5 | 12.5 | 12.5 | 29.7 | 0 | 0 | 13 | 13 | 20 | 20 | 20 | 0 | 11 | 25 | 0 | 0 | 0 | 84.944 | 176.0784
2014-10-23 20:00:00 | 272.5974 | 19.053 | 0 | 0 | 12.5 | 12.5 | 12.5 | 29.7 | 0 | 0 | 13 | 13 | 20 | 20 | 20 | 0 | 11 | 25 | 0 | 0 | 0 | 72.0424 | 104.036
2014-10-23 21:00:00 | 255.333 | 22.338 | 0 | 0 | 12.5 | 12.5 | 12.5 | 29.7 | 0 | 0 | 13 | 13 | 20 | 20 | 20 | 0 | 11 | 25 | 0 | 0 | 0 | 50.803 | 53.233
2014-10-23 22:00:00 | 246.7124 | 26.499 | 0 | 0 | 12.5 | 12.5 | 12.5 | 29.7 | 0 | 0 | 13 | 13 | 20 | 20 | 20 | 0 | 11 | 25 | 0 | 0 | 0 | 37.1474 | 16.0856
2014-10-23 23:00:00 | 232.2756 | 31.974 | 0 | 0 | 12.5 | 12.5 | 12.5 | 29.7 | 0 | 0 | 13 | 13 | 20 | 20 | 20 | 0 | 11 | 25 | 0 | 0 | 0 | 16.0856 | 0
2014-10-24 00:00:00 | 219.54 | 35.478 | 0 | 0 | 12.5 | 12.5 | 12.5 | 29.7 | 0 | 0 | 13 | 13 | 20 | 20 | 14.862 | 0 | 11 | 25 | 0 | 0 | 0 | 0 | 0
2014-10-24 01:00:00 | 211.563 | 35.478 | 0 | 0 | 12.5 | 12.5 | 12.5 | 29.7 | 0 | 0 | 13 | 13 | 20 | 20 | 6.885 | 0 | 11 | 25 | 0 | 0 | 0 | 0 | 0
2014-10-24 02:00:00 | 210.9193 | 34.602 | 0 | 0 | 12.5 | 12.5 | 12.5 | 29.7 | 0 | 0 | 13 | 13 | 20 | 20 | 7.1173 | 0 | 11 | 25 | 0 | 0 | 0 | 0 | 0
2014-10-24 03:00:00 | 205.3101 | 35.478 | 0 | 0 | 12.5 | 12.5 | 12.5 | 29.7 | 0 | 0 | 13 | 13 | 0.63212 | 20 | 20 | 0 | 11 | 25 | 0 | 0 | 0 | 0 | 0
2014-10-24 04:00:00 | 200.7814 | 36.573 | 0 | 0 | 12.5 | 12.5 | 12.5 | 29.7 | 0 | 0 | 13 | 13 | 0 | 20 | 15.0084 | 0 | 11 | 25 | 0 | 0 | 0 | 0 | 0
2014-10-24 05:00:00 | 205.1032 | 41.172 | 0 | 0 | 12.5 | 12.5 | 12.5 | 29.7 | 0 | 0 | 13 | 13 | 20 | 14.7312 | 0 | 0 | 11 | 25 | 0 | 0 | 0 | 0 | 0
2014-10-24 06:00:00 | 202.9423 | 48.18 | 0 | 0 | 12.5 | 12.5 | 12.5 | 29.7 | 0 | 0 | 13 | 13 | 5.5623 | 0 | 20 | 0 | 11 | 25 | 0 | 0 | 0 | 0 | 0
2014-10-24 07:00:00 | 229.0342 | 55.845 | 2.3258 | 1.6162 | 12.5 | 12.5 | 12.5 | 29.7 | 0 | 0 | 13 | 13 | 20 | 0.047227 | 20 | 0 | 11 | 25 | 0 | 0 | 0 | 0 | 0
2014-10-24 08:00:00 | 253.6089 | 64.167 | 18.0894 | 12.5706 | 12.5 | 12.5 | 12.5 | 29.7 | 0 | 0 | 13 | 13 | 9.5819 | 20 | 0 | 0 | 11 | 25 | 0 | 0 | 0 | 0 | 0